## PRC AC (hidden)
NCBA PDRS HVAC1 Calculation Tool
Site Details
| NCBA RESA Number: |  | #REF! |  | Energy Saver: | #REF!
| Installation Address: |  | #REF! |  |  |  |  | Activity Definition: |  | HVAC1
| Suburb: |  | #REF! |  | BCA Climate Zone | #NAME? |  | Postcode: | #REF! |  | #NAME? | #NAME?
| Installation Date: |  | #REF! |  | Installation Type: | #REF! |  | Network Loss Factor | #NAME?
|  |  |  | Peak Demand Reduction Capacity |  | #REF!
|  |  |  | PRCs Created |  | #REF!
| Installation Details | [5 empty] | Unit Details
| Model Number | Brand |  | Configuration |  |  | Size (Cooling Capacity) | Heating Capacity |  |  | Eligibility Check |  | PDRC
1 | #REF! | #REF! |  | #REF! | #REF! |  | #REF! | #REF! |  |  | 0 |  | #REF!
2 | #REF! | #REF! |  | #REF! | #REF! |  | #REF! | #REF! |  |  | 0 |  | 0
3 | #REF! | #REF! |  | #REF! | #REF! |  | #REF! | #REF! |  |  | 0 |  | 0
4 | #REF! | #REF! |  | #REF! | #REF! |  | #REF! | #REF! |  |  | 0 |  | 0
Based on the PDRS Rule effective 17 February 2023

## REFERENCES (hidden)
Replacement | Yes |  | Cooling Hours | Heating Hours | New | Baseline AEER | Baseline ACOP | Replacement | Baseline AEER | Baseline ACOP | 2 (Coffs Harbour/Ballina) | 0.48
New | No | Hot | 1274 | 109 | Non-Ducted, Less than 4kW | 3.66 | 2.33 | Non-Ducted, Less than 4kW | 3.33 | 2.17 | 4 (Inland NSW) | 1.03
|  | Average | 429 | 648 | Non-Ducted, Between 4 and 10kW | 3.22 | 2.11 | Non-Ducted, Between 4 and 10kW | 2.93 | 1.97 | 5 (Sydney/Newcastle/Wollongong) | 0.55
|  | Cold | 285 | 1534 | Ducted, Less than 10kW | 3.1 | 2.05 | Ducted, Less than 10kW | 2.8 | 1.9 | 6 (Parramatta/Penrith/Shoalhaven) | 1.04
[5 empty] | Either, Between 10 and 39kW | 3.1 | 2.05 | Either, Between 10 and 39kW | 2.8 | 1.9 | 7 (Bathurst/Lithgow/Snowy/QPRC) | 0.92
[5 empty] | Either, Between 39 and 65kW | 2.9 | 1.95 | Either, Between 39 and 65kW | 2.75 | 1.88 | 8 (Parts of Armidale/Oberon/Snowy) | 0.55

## Cold Zone
Model_No | Brand | Configuration1 | Configuration2 | C-Total Cool Rated | H-Total Heat Rated | ELIGIBLE_COLD | ESCs new | PRCs new | Total incentive - NEW | ESCs replacement | PRCs replacement | Total incentive - REPLACEMENT
URC-071AS / CRE-071AS | ACTRON AIR | Non Ducted | Single Split System | 7.1 | 7.85 | INELIGIBLE | 0 | 0 | 0 | 0 | 0 | 0
URC-100AS / CRE-100AS | ACTRON AIR | Non Ducted | Single Split System | 10.5 | 10.7 | INELIGIBLE | 0 | 0 | 0 | 0 | 0 | 0
WRC-026AS / WRE-026AS | ACTRON AIR | Non Ducted | Single Split System | 2.65 | 2.85 | ELIGIBLE | 14 | 75 | 411.94 | 16 | 115 | 508.86
WRC-035AS / WRE-035AS | ACTRON AIR | Non Ducted | Single Split System | 3.55 | 3.75 | ELIGIBLE | 18 | 61 | 483.58 | 20 | 115 | 598.7
WRC-050AS / WRE-050AS | ACTRON AIR | Non Ducted | Single Split System | 5 | 5.15 | ELIGIBLE | 28 | 130 | 797.88 | 32 | 216 | 999.52
WRC-071AS / WRE-071AS | ACTRON AIR | Non Ducted | Single Split System | 7.1 | 7.65 | INELIGIBLE | 0 | 0 | 0 | 0 | 0 | 0
WRC-080AS / WRE-080AS | ACTRON AIR | Non Ducted | Single Split System | 8 | 8.15 | INELIGIBLE | 0 | 0 | 0 | 0 | 0 | 0
URC-125AS / CRE-125AS | ACTRON AIR | Non Ducted | Single Split System | 12.5 | 14.5 | ELIGIBLE | 80 | 186 | 2038.6 | 92 | 428 | 2622.72
URC-140AS / CRE-140AS | ACTRON AIR | Non Ducted | Single Split System | 13.75 | 15.3 | ELIGIBLE | 75 | 199 | 1943.2 | 89 | 465 | 2603.44
CRV13AS / EVV13AS | ACTRON AIR | Ducted | Single Split System | 13.2 | 13.4 | INELIGIBLE | 0 | 0 | 0 | 0 | 0 | 0
CRV13AS / EAA13AS & EFV13AS | ACTRON AIR | Ducted | Single Split System | 13.2 | 13.4 | INELIGIBLE | 0 | 0 | 0 | 0 | 0 | 0
URC-071AS / LRE-071AS | ACTRON AIR | Ducted | Single Split System | 7.1 | 8.4 | INELIGIBLE | 0 | 0 | 0 | 0 | 0 | 0
URC-100AS / LRE-100AS | ACTRON AIR | Ducted | Single Split System | 10 | 10.9 | INELIGIBLE | 0 | 0 | 0 | 0 | 0 | 0
URC-170AS / LRE-170AS | ACTRON AIR | Ducted | Single Split System | 17 | 17.5 | ELIGIBLE | 83 | 293 | 2245.08 | 98 | 623 | 3010.98
SCA290C / SCG290E | ACTRON AIR | Ducted | Single Split System | 28.3 | 28.6 | INELIGIBLE | 0 | 0 | 0 | 0 | 0 | 0
PCG290U | ACTRON AIR | Ducted | Packaged | 28.3 | 28.6 | INELIGIBLE | 0 | 0 | 0 | 0 | 0 | 0
PCG290L | ACTRON AIR | Ducted | Packaged | 28.3 | 28.6 | INELIGIBLE | 0 | 0 | 0 | 0 | 0 | 0
PCG290R | ACTRON AIR | Ducted | Packaged | 28.3 | 28.6 | INELIGIBLE | 0 | 0 | 0 | 0 | 0 | 0
PCG290 | ACTRON AIR | Ducted | Packaged | 28.3 | 28.6 | INELIGIBLE | 0 | 0 | 0 | 0 | 0 | 0
CRQ2-14AS / ERQ2-14AS | ACTRON AIR | Ducted | Single Split System | 11.8 | 14 | INELIGIBLE | 0 | 0 | 0 | 0 | 0 | 0
CRQ4-19AS / ERQ4-19AS | ACTRON AIR | Ducted | Single Split System | 16.8 | 18.2 | INELIGIBLE | 0 | 0 | 0 | 0 | 0 | 0
CRQ3-17AS / ERQ3-17AS | ACTRON AIR | Ducted | Single Split System | 13.7 | 17.2 | INELIGIBLE | 0 | 0 | 0 | 0 | 0 | 0
CRV13AT / EVV13AS | ACTRON AIR | Ducted | Single Split System | 12.8 | 13.65 | INELIGIBLE | 0 | 0 | 0 | 0 | 0 | 0
CRV13AT / EAA13AS & EFV13AS | ACTRON AIR | Ducted | Single Split System | 12.8 | 13.65 | INELIGIBLE | 0 | 0 | 0 | 0 | 0 | 0
CRQ4-19AS / FRQ4-19AS & ARV4-19AS | ACTRON AIR | Ducted | Single Split System | 16.8 | 18.2 | INELIGIBLE | 0 | 0 | 0 | 0 | 0 | 0
PCG203U | ACTRON AIR | Ducted | Packaged | 19.06 | 19.9 | INELIGIBLE | 0 | 0 | 0 | 0 | 0 | 0
PCG203V | ACTRON AIR | Ducted | Packaged | 19.06 | 19.9 | INELIGIBLE | 0 | 0 | 0 | 0 | 0 | 0
LRC-071CS / LRE-071CS | ACTRON AIR | Ducted | Single Split System | 7.3 | 7.7 | ELIGIBLE | 47 | 165 | 1270.12 | 54 | 306 | 1610.64
LRC-100CS / LRE-100CS | ACTRON AIR | Ducted | Single Split System | 10.5 | 11.5 | ELIGIBLE | 68 | 166 | 1743.08 | 79 | 370 | 2255.34
URC-125CS / LRE-125CS | ACTRON AIR | Ducted | Single Split System | 12.9 | 13.4 | ELIGIBLE | 82 | 297 | 2227.82 | 94 | 547 | 2822.34
URC-140CS / LRE-140CS | ACTRON AIR | Ducted | Single Split System | 14 | 14.35 | ELIGIBLE | 85 | 227 | 2204.2 | 98 | 498 | 2848.48
LRC-170CS / LRE-170CS | ACTRON AIR | Ducted | Single Split System | 16.6 | 17.6 | ELIGIBLE | 98 | 238 | 2510.48 | 114 | 559 | 3287.14
CRC-100CS / CRE-100CS | ACTRON AIR | Non Ducted | Single Split System | 10.95 | 11.95 | ELIGIBLE | 74 | 533 | 2354.94 | 85 | 746 | 2878.9
URC-125CS / CRE-125CS | ACTRON AIR | Non Ducted | Single Split System | 12.3 | 13.5 | ELIGIBLE | 79 | 402 | 2296.94 | 91 | 640 | 2875.86
URC-140CS / CRE-140CS | ACTRON AIR | Non Ducted | Single Split System | 13.95 | 14.5 | ELIGIBLE | 84 | 235 | 2192.14 | 97 | 505 | 2835.12
CRV17AT / EVV17AS | ACTRON AIR | Ducted | Single Split System | 17 | 18.2 | INELIGIBLE | 0 | 0 | 0 | 0 | 0 | 0
CRV17AT / EAA17AS & EFV17AS | ACTRON AIR | Ducted | Single Split System | 17 | 18.2 | INELIGIBLE | 0 | 0 | 0 | 0 | 0 | 0
CRV15AT / EVV15AS | ACTRON AIR | Ducted | Single Split System | 14.75 | 16 | INELIGIBLE | 0 | 0 | 0 | 0 | 0 | 0
CRV15AT / EAA15AS & EFV15AS | ACTRON AIR | Ducted | Single Split System | 14.75 | 16 | INELIGIBLE | 0 | 0 | 0 | 0 | 0 | 0
PRV15AT-T | ACTRON AIR | Ducted | Packaged | 14.65 | 16 | INELIGIBLE | 0 | 0 | 0 | 0 | 0 | 0
PRV17AT-T | ACTRON AIR | Ducted | Packaged | 17 | 18.4 | INELIGIBLE | 0 | 0 | 0 | 0 | 0 | 0
CRV17AS / EVV17AS | ACTRON AIR | Ducted | Single Split System | 16.8 | 18 | INELIGIBLE | 0 | 0 | 0 | 0 | 0 | 0
CRV17AS / EAA17AS & EFV17AS | ACTRON AIR | Ducted | Single Split System | 16.8 | 18 | INELIGIBLE | 0 | 0 | 0 | 0 | 0 | 0
CRV17AS / EVV17AS - EXV SE | ACTRON AIR | Ducted | Single Split System | 16.8 | 18 | INELIGIBLE | 0 | 0 | 0 | 0 | 0 | 0
CRV17AT / EVV17AS - EXV SE | ACTRON AIR | Ducted | Single Split System | 17 | 18.2 | INELIGIBLE | 0 | 0 | 0 | 0 | 0 | 0
CRV15AT / EVV15AS - EXV SE | ACTRON AIR | Ducted | Single Split System | 14.75 | 16 | INELIGIBLE | 0 | 0 | 0 | 0 | 0 | 0
CRV15AS / EVV15AS | ACTRON AIR | Ducted | Single Split System | 14.4 | 15.53 | INELIGIBLE | 0 | 0 | 0 | 0 | 0 | 0
CRV15AS / EAA15AS & EFV15AS | ACTRON AIR | Ducted | Single Split System | 14.4 | 15.53 | INELIGIBLE | 0 | 0 | 0 | 0 | 0 | 0
CRV15AS / EVV15AS - EXV SE | ACTRON AIR | Ducted | Single Split System | 14.4 | 15.53 | INELIGIBLE | 0 | 0 | 0 | 0 | 0 | 0
CRS13AS / EVA13AS | ACTRON AIR | Ducted | Single Split System | 13.02 | 15 | ELIGIBLE | 76 | 173 | 1931.86 | 90 | 426 | 2575.2
CRS13AS / ECA13AS & EFA13AS | ACTRON AIR | Ducted | Single Split System | 13.02 | 15 | ELIGIBLE | 76 | 173 | 1931.86 | 90 | 426 | 2575.2
CRS10AS / EVA10AS | ACTRON AIR | Ducted | Single Split System | 10 | 10.52 | INELIGIBLE | 0 | 0 | 0 | 0 | 0 | 0
CRS13AT / EVA13AS | ACTRON AIR | Ducted | Single Split System | 13 | 15 | ELIGIBLE | 77 | 158 | 1934.82 | 90 | 410 | 2554.4
CRS13AT / ECA13AS & EFA13AS | ACTRON AIR | Ducted | Single Split System | 13 | 15 | ELIGIBLE | 77 | 158 | 1934.82 | 90 | 410 | 2554.4
PKV290T-T | ACTRON AIR | Ducted | Packaged | 29.6 | 29.804 | INELIGIBLE | 0 | 0 | 0 | 0 | 0 | 0
CRV290T / EVA290T | ACTRON AIR | Ducted | Single Split System | 29.6 | 29.804 | INELIGIBLE | 0 | 0 | 0 | 0 | 0 | 0
PKV290T-L | ACTRON AIR | Ducted | Packaged | 29.511 | 30.1971 | INELIGIBLE | 0 | 0 | 0 | 0 | 0 | 0
PKV290T-R | ACTRON AIR | Ducted | Packaged | 29.511 | 30.1971 | INELIGIBLE | 0 | 0 | 0 | 0 | 0 | 0
PKV290T-L/R | ACTRON AIR | Ducted | Packaged | 29.511 | 30.1971 | INELIGIBLE | 0 | 0 | 0 | 0 | 0 | 0
CRA230T / EVA230S | ACTRON AIR | Ducted | Single Split System | 22.609 | 23.483 | INELIGIBLE | 0 | 0 | 0 | 0 | 0 | 0
CRA230T / EAA230S & EFA230S | ACTRON AIR | Ducted | Single Split System | 22.609 | 23.483 | INELIGIBLE | 0 | 0 | 0 | 0 | 0 | 0
PCG233U | ACTRON AIR | Ducted | Packaged | 22.9 | 23.56 | INELIGIBLE | 0 | 0 | 0 | 0 | 0 | 0
PCG233V | ACTRON AIR | Ducted | Packaged | 22.9 | 23.56 | INELIGIBLE | 0 | 0 | 0 | 0 | 0 | 0
PCG233 | ACTRON AIR | Ducted | Packaged | 22.9 | 23.56 | INELIGIBLE | 0 | 0 | 0 | 0 | 0 | 0
CRS15AS / EVA15AS | ACTRON AIR | Ducted | Single Split System | 15.4 | 16.74 | ELIGIBLE | 86 | 312 | 2337.16 | 101 | 611 | 3062.76
CRS15AS / ECA15AS & EFA15AS | ACTRON AIR | Ducted | Single Split System | 15.4 | 16.74 | ELIGIBLE | 86 | 312 | 2337.16 | 101 | 611 | 3062.76
CRS17AT / EVA17AS | ACTRON AIR | Ducted | Single Split System | 17 | 19.08 | ELIGIBLE | 97 | 260 | 2516.62 | 114 | 589 | 3326.14
CRS17AT / ECA17AS & EFA17AS | ACTRON AIR | Ducted | Single Split System | 17 | 19.08 | ELIGIBLE | 97 | 260 | 2516.62 | 114 | 589 | 3326.14
CRS15AT / EVA15AS | ACTRON AIR | Ducted | Single Split System | 15.2 | 16.7 | ELIGIBLE | 86 | 265 | 2276.06 | 101 | 559 | 2995.16
CRS15AT / ECA15AS & EFA15AS | ACTRON AIR | Ducted | Single Split System | 15.2 | 16.7 | ELIGIBLE | 86 | 265 | 2276.06 | 101 | 559 | 2995.16
CRA200T / EVA200S | ACTRON AIR | Ducted | Single Split System | 19.06 | 19.9 | INELIGIBLE | 0 | 0 | 0 | 0 | 0 | 0
CRA200T / EAA200S / EFA200S | ACTRON AIR | Ducted | Single Split System | 19.06 | 19.9 | INELIGIBLE | 0 | 0 | 0 | 0 | 0 | 0
CRS23AT / EVA23AS | ACTRON AIR | Ducted | Single Split System | 22.6 | 24.5 | ELIGIBLE | 128 | 474 | 3491.08 | 150 | 912 | 4554.6
CRS23AT / ECA23AS & EFA23AS | ACTRON AIR | Ducted | Single Split System | 22.6 | 24.5 | ELIGIBLE | 128 | 474 | 3491.08 | 150 | 912 | 4554.6
CRS20AT / EVA20AS | ACTRON AIR | Ducted | Single Split System | 19.8 | 22 | ELIGIBLE | 112 | 385 | 3016.02 | 132 | 768 | 3963.12
CRS20AT / ECA20AS & EFA20AS | ACTRON AIR | Ducted | Single Split System | 19.8 | 22 | ELIGIBLE | 112 | 385 | 3016.02 | 132 | 768 | 3963.12
CRS17AS / EVA17AS | ACTRON AIR | Ducted | Single Split System | 17 | 19.29 | ELIGIBLE | 99 | 260 | 2561.54 | 116 | 589 | 3371.06
CRS17AS / ECA17AS & EFA17AS | ACTRON AIR | Ducted | Single Split System | 17 | 19.29 | ELIGIBLE | 99 | 260 | 2561.54 | 116 | 589 | 3371.06
CRV19BT / EVV19BS | ACTRON AIR | Ducted | Single Split System | 19 | 19 | ELIGIBLE | 99 | 330 | 2652.54 | 116 | 698 | 3512.76
CRV19BT / EAA19BS & EFV19BS | ACTRON AIR | Ducted | Single Split System | 19 | 19 | ELIGIBLE | 99 | 330 | 2652.54 | 116 | 698 | 3512.76
CRV13BT / EVV13BS | ACTRON AIR | Ducted | Single Split System | 13 | 12.85 | ELIGIBLE | 66 | 235 | 1787.86 | 77 | 487 | 2362.52
CRV13BT / EAA13BS & EFV13BS | ACTRON AIR | Ducted | Single Split System | 13 | 12.85 | ELIGIBLE | 66 | 235 | 1787.86 | 77 | 487 | 2362.52
CRV13BS / EVV13BS | ACTRON AIR | Ducted | Single Split System | 13 | 12.85 | ELIGIBLE | 66 | 196 | 1737.16 | 77 | 448 | 2311.82
CRV13BS / EAA13BS & EFV13BS | ACTRON AIR | Ducted | Single Split System | 13 | 12.85 | ELIGIBLE | 66 | 196 | 1737.16 | 77 | 448 | 2311.82
CRV15BS / EVV15BS | ACTRON AIR | Ducted | Single Split System | 14.8 | 15 | ELIGIBLE | 77 | 174 | 1955.62 | 91 | 461 | 2643.16
CRV15BS / EAA15BS & EFV15BS | ACTRON AIR | Ducted | Single Split System | 14.8 | 15 | ELIGIBLE | 77 | 174 | 1955.62 | 91 | 461 | 2643.16
CRV15BT / EAA15BS & EFV15BS | ACTRON AIR | Ducted | Single Split System | 14.8 | 15 | ELIGIBLE | 78 | 251 | 2078.18 | 92 | 538 | 2765.72
CRV15BT / EVV15BS | ACTRON AIR | Ducted | Single Split System | 14.8 | 15 | ELIGIBLE | 78 | 251 | 2078.18 | 92 | 538 | 2765.72
CRV17BS / EVV17BS | ACTRON AIR | Ducted | Single Split System | 17 | 17.2 | ELIGIBLE | 89 | 215 | 2278.44 | 104 | 544 | 3043.04
CRV17BS / EAA17BS & EFV17BS | ACTRON AIR | Ducted | Single Split System | 17 | 17.2 | ELIGIBLE | 89 | 215 | 2278.44 | 104 | 544 | 3043.04
CRV17BT / EVV17BS | ACTRON AIR | Ducted | Single Split System | 17 | 17.2 | ELIGIBLE | 92 | 240 | 2378.32 | 107 | 569 | 3142.92
CRV17BT / EAA17BS & EFV17BS | ACTRON AIR | Ducted | Single Split System | 17 | 17.2 | ELIGIBLE | 92 | 240 | 2378.32 | 107 | 569 | 3142.92
PKV240T-T | ACTRON AIR | Ducted | Packaged | 20.8218 | 23.3685 | INELIGIBLE | 0 | 0 | 0 | 0 | 0 | 0
PKV210T-T | ACTRON AIR | Ducted | Packaged | 19.1173 | 20.1249 | INELIGIBLE | 0 | 0 | 0 | 0 | 0 | 0
CRV240T / EVV240S | ACTRON AIR | Ducted | Single Split System | 21.5 | 23 | ELIGIBLE | 116 | 468 | 3213.76 | 136 | 885 | 4205.06
CRV240T / EAA240S & EFV240S | ACTRON AIR | Ducted | Single Split System | 21.5 | 23 | ELIGIBLE | 116 | 468 | 3213.76 | 136 | 885 | 4205.06
CRV210T / EVV210S | ACTRON AIR | Ducted | Single Split System | 19 | 20 | ELIGIBLE | 101 | 240 | 2580.46 | 119 | 608 | 3463.14
CRV210T / EAA210S & EFV210S | ACTRON AIR | Ducted | Single Split System | 19 | 20 | ELIGIBLE | 101 | 240 | 2580.46 | 119 | 608 | 3463.14
CRV25BT / EVV25BS | ACTRON AIR | Ducted | Single Split System | 25 | 26 | ELIGIBLE | 137 | 447 | 3658.12 | 160 | 931 | 4803.9
CRV25BT / EAA25BS & EFV25BS | ACTRON AIR | Ducted | Single Split System | 25 | 26 | ELIGIBLE | 137 | 447 | 3658.12 | 160 | 931 | 4803.9
PRV17BT-T | ACTRON AIR | Ducted | Packaged | 17 | 17.6 | ELIGIBLE | 87 | 275 | 2311.52 | 103 | 605 | 3099.88
CRV22BT / EVV22BS | ACTRON AIR | Ducted | Single Split System | 22 | 23 | ELIGIBLE | 122 | 272 | 3093.72 | 143 | 699 | 4120.48
CRV22BT / EAA22BS & EFV22BS | ACTRON AIR | Ducted | Single Split System | 22 | 23 | ELIGIBLE | 122 | 272 | 3093.72 | 143 | 699 | 4120.48
LRC-071DS / LRE-071DS | ACTRON AIR | Ducted | Single Split System | 7.3 | 7.5 | ELIGIBLE | 46 | 121 | 1190.46 | 52 | 262 | 1508.52
URC-100DS / LRE-100DS | ACTRON AIR | Ducted | Single Split System | 10.2 | 12 | ELIGIBLE | 67 | 134 | 1679.02 | 78 | 332 | 2183.48
LRC-170DS / LRE-170DS | ACTRON AIR | Ducted | Single Split System | 17 | 18 | ELIGIBLE | 102 | 215 | 2570.42 | 118 | 544 | 3357.48
URC-125DS / LRE-125DS | ACTRON AIR | Ducted | Single Split System | 12.6 | 14.5 | ELIGIBLE | 87 | 167 | 2171.12 | 100 | 412 | 2781.6
URC-140DS / LRE-140DS | ACTRON AIR | Ducted | Single Split System | 14 | 15.5 | ELIGIBLE | 93 | 216 | 2369.58 | 107 | 487 | 3036.32
WRC-026DS / WRE-026DS | ACTRON AIR | Non Ducted | Single Split System | 2.63 | 2.7 | ELIGIBLE | 15 | 129 | 504.6 | 17 | 169 | 601.52
WRC-035DS / WRE-035DS | ACTRON AIR | Non Ducted | Single Split System | 3.5 | 3.9 | ELIGIBLE | 20 | 115 | 598.7 | 23 | 168 | 734.98
WRC-050DS / WRE-050DS | ACTRON AIR | Non Ducted | Single Split System | 5.05 | 6 | ELIGIBLE | 34 | 223 | 1053.54 | 39 | 310 | 1278.94
WRC-060DS / WRE-060DS | ACTRON AIR | Non Ducted | Single Split System | 6 | 6.6 | ELIGIBLE | 36 | 161 | 1017.86 | 42 | 265 | 1287.82
WRC-072DS / WRE-072DS | ACTRON AIR | Non Ducted | Single Split System | 7.2 | 8.2 | ELIGIBLE | 46 | 135 | 1208.66 | 52 | 259 | 1504.62
WRC-080DS / WRE-080DS | ACTRON AIR | Non Ducted | Single Split System | 8 | 9 | ELIGIBLE | 48 | 61 | 1157.38 | 55 | 199 | 1494
WRC-090DS / WRE-090DS | ACTRON AIR | Non Ducted | Single Split System | 9 | 9.8 | ELIGIBLE | 51 | 137 | 1323.56 | 59 | 292 | 1704.74
URC-100DS / CRE-100DS | ACTRON AIR | Non Ducted | Single Split System | 10 | 10.5 | ELIGIBLE | 62 | 104 | 1527.72 | 71 | 297 | 1980.76
URC-125DS / CRE-125DS | ACTRON AIR | Non Ducted | Single Split System | 12.9 | 13.3 | ELIGIBLE | 79 | 253 | 2103.24 | 91 | 502 | 2696.46
URC-140DS / CRE-140DS | ACTRON AIR | Non Ducted | Single Split System | 14.1 | 14.5 | ELIGIBLE | 84 | 170 | 2107.64 | 98 | 443 | 2776.98
PRV15BT-T | ACTRON AIR | Ducted | Packaged | 14.8 | 15 | ELIGIBLE | 76 | 195 | 1960.46 | 90 | 482 | 2648
WRC-026CS / WRE-026CS | ACTRON AIR | Non Ducted | Single Split System | 2.65 | 2.75 | ELIGIBLE | 15 | 153 | 535.8 | 17 | 193 | 632.72
WRC-035CS / WRE-035CS | ACTRON AIR | Non Ducted | Single Split System | 3.5 | 3.7 | ELIGIBLE | 19 | 126 | 590.54 | 21 | 179 | 704.36
WRC-085CS / WRE-085CS | ACTRON AIR | Non Ducted | Single Split System | 8.5 | 9.45 | INELIGIBLE | 0 | 0 | 0 | 0 | 0 | 0
WRC-072CS / WRE-072CS | ACTRON AIR | Non Ducted | Single Split System | 7.2 | 8 | INELIGIBLE | 0 | 0 | 0 | 0 | 0 | 0
WRC-050CS / WRE-050CS | ACTRON AIR | Non Ducted | Single Split System | 5 | 5 | ELIGIBLE | 28 | 214 | 907.08 | 32 | 300 | 1108.72
SCA260C/SCG260E | ACTRON AIR | Ducted | Single Split System | 24.71 | 25.25 | INELIGIBLE | 0 | 0 | 0 | 0 | 0 | 0
PCG260U | ACTRON AIR | Ducted | Packaged | 24.71 | 25.25 | INELIGIBLE | 0 | 0 | 0 | 0 | 0 | 0
111700910/111700920 | ADVWIN | Non Ducted | Single Split System | 2.64 | 3.3 | ELIGIBLE | 16 | 96 | 484.16 | 18 | 136 | 581.08
RPA-020S-R410A | aggreko | Ducted | Packaged | 20.96 | 23.39 | INELIGIBLE | 0 | 0 | 0 | 0 | 0 | 0
IES-500-AC | AirSmart | Ducted | Single Split System | 10 | 10.5 | INELIGIBLE | 0 | 0 | 0 | 0 | 0 | 0
IES-500 | AirSmart | Ducted | Single Split System | 10 | 10.5 | INELIGIBLE | 0 | 0 | 0 | 0 | 0 | 0
IES-*** | AirSmart | Ducted | Single Split System | 10 | 10.5 | INELIGIBLE | 0 | 0 | 0 | 0 | 0 | 0
IES-700 | AirSmart | Ducted | Single Split System | 17 | 15.8 | ELIGIBLE | 91 | 299 | 2432.56 | 105 | 628 | 3174.7
IES-700-AC | AirSmart | Ducted | Single Split System | 17 | 15.8 | ELIGIBLE | 91 | 299 | 2432.56 | 105 | 628 | 3174.7
IES-*** | AirSmart | Ducted | Single Split System | 17 | 15.8 | ELIGIBLE | 0 | 0 | 0 | 0 | 0 | 0
RAQ/K/WP/115 | AIRSTAGE | Ducted | Packaged | 36.1 | 36.2 | INELIGIBLE | 0 | 0 | 0 | 0 | 0 | 0
RAQ/K/WP/ECO/115 | AIRSTAGE | Ducted | Packaged | 36.1 | 36.2 | INELIGIBLE | 0 | 0 | 0 | 0 | 0 | 0
RAQ/K/WP/* 115 | AIRSTAGE | Ducted | Packaged | 36.1 | 36.2 | INELIGIBLE | 0 | 0 | 0 | 0 | 0 | 0
RAQ/K/WP/15 | AIRSTAGE | Ducted | Packaged | 13.3 | 13.5 | INELIGIBLE | 0 | 0 | 0 | 0 | 0 | 0
RAQ/K/WP/ECO/15 | AIRSTAGE | Ducted | Packaged | 13.3 | 13.5 | INELIGIBLE | 0 | 0 | 0 | 0 | 0 | 0
RAQ/K/WP/17 | AIRSTAGE | Ducted | Packaged | 17.9 | 18.5 | INELIGIBLE | 0 | 0 | 0 | 0 | 0 | 0
RAQ/K/WP/ECO/17 | AIRSTAGE | Ducted | Packaged | 17.9 | 18.5 | INELIGIBLE | 0 | 0 | 0 | 0 | 0 | 0
RAQ/K/WP/110 | AIRSTAGE | Ducted | Packaged | 24.4 | 24.8 | INELIGIBLE | 0 | 0 | 0 | 0 | 0 | 0
RAQ/K/WP/ECO/110 | AIRSTAGE | Ducted | Packaged | 24.4 | 24.8 | INELIGIBLE | 0 | 0 | 0 | 0 | 0 | 0
RAQ/K/WP/112 | AIRSTAGE | Ducted | Packaged | 31.7 | 32.1 | INELIGIBLE | 0 | 0 | 0 | 0 | 0 | 0
RAQ/K/WP/ECO/112 | AIRSTAGE | Ducted | Packaged | 31.7 | 32.1 | INELIGIBLE | 0 | 0 | 0 | 0 | 0 | 0
RAQ/K/WP/118 | AIRSTAGE | Ducted | Packaged | 43.3 | 43.6 | INELIGIBLE | 0 | 0 | 0 | 0 | 0 | 0
RAQ/K/WP/ECO/118 | AIRSTAGE | Ducted | Packaged | 43.3 | 43.6 | INELIGIBLE | 0 | 0 | 0 | 0 | 0 | 0
RAQ/K/WP/224 | AIRSTAGE | Ducted | Packaged | 60.5 | 63 | INELIGIBLE | 0 | 0 | 0 | 0 | 0 | 0
RAQ/K/WP/ECO/224 | AIRSTAGE | Ducted | Packaged | 60.5 | 63 | INELIGIBLE | 0 | 0 | 0 | 0 | 0 | 0
RAQ/K/WP/* 15 | AIRSTAGE | Ducted | Packaged | 13.3 | 13.5 | INELIGIBLE | 0 | 0 | 0 | 0 | 0 | 0
RAQ/K/WP/* 17 | AIRSTAGE | Ducted | Packaged | 17.9 | 18.5 | INELIGIBLE | 0 | 0 | 0 | 0 | 0 | 0
RAQ/K/WP/* 112 | AIRSTAGE | Ducted | Packaged | 31.7 | 32.1 | INELIGIBLE | 0 | 0 | 0 | 0 | 0 | 0
RAQ/K/WP/* 110 | AIRSTAGE | Ducted | Packaged | 24.4 | 24.8 | INELIGIBLE | 0 | 0 | 0 | 0 | 0 | 0
RAQ/K/WP/* 118 | AIRSTAGE | Ducted | Packaged | 43.3 | 43.6 | INELIGIBLE | 0 | 0 | 0 | 0 | 0 | 0
RAQ/K/WP/* 224 | AIRSTAGE | Ducted | Packaged | 60.5 | 63 | INELIGIBLE | 0 | 0 | 0 | 0 | 0 | 0
RAQ/K/EC/WP/15 | AIRSTAGE | Ducted | Packaged | 13.6 | 13.8 | INELIGIBLE | 0 | 0 | 0 | 0 | 0 | 0
RAQ/K/EC/WP/17 | AIRSTAGE | Ducted | Packaged | 18.1 | 18.7 | INELIGIBLE | 0 | 0 | 0 | 0 | 0 | 0
RAQ/K/EC/WP/110 | AIRSTAGE | Ducted | Packaged | 24.5 | 24.9 | INELIGIBLE | 0 | 0 | 0 | 0 | 0 | 0
RAQ/K/EC/WP/112 | AIRSTAGE | Ducted | Packaged | 31.8 | 32.2 | INELIGIBLE | 0 | 0 | 0 | 0 | 0 | 0
RAQ/K/EC/WP/115 | AIRSTAGE | Ducted | Packaged | 36.2 | 36.3 | INELIGIBLE | 0 | 0 | 0 | 0 | 0 | 0
RAQ/K/EC/WP/118 | AIRSTAGE | Ducted | Packaged | 43.4 | 43.7 | INELIGIBLE | 0 | 0 | 0 | 0 | 0 | 0
RAQ/K/EC/WP/224 | AIRSTAGE | Ducted | Packaged | 60.6 | 63.1 | INELIGIBLE | 0 | 0 | 0 | 0 | 0 | 0
RAQ/K/EC/WP/ECO/15 | AIRSTAGE | Ducted | Packaged | 13.6 | 13.8 | INELIGIBLE | 0 | 0 | 0 | 0 | 0 | 0
RAQ/K/EC/WP/*15 | AIRSTAGE | Ducted | Packaged | 13.6 | 13.8 | INELIGIBLE | 0 | 0 | 0 | 0 | 0 | 0
RAQ/K/EC/WP/ECO/17 | AIRSTAGE | Ducted | Packaged | 18.1 | 18.7 | INELIGIBLE | 0 | 0 | 0 | 0 | 0 | 0
RAQ/K/EC/WP/*17 | AIRSTAGE | Ducted | Packaged | 18.1 | 18.7 | INELIGIBLE | 0 | 0 | 0 | 0 | 0 | 0
RAQ/K/EC/WP/ECO/110 | AIRSTAGE | Ducted | Packaged | 24.5 | 24.9 | INELIGIBLE | 0 | 0 | 0 | 0 | 0 | 0
RAQ/K/EC/WP/*110 | AIRSTAGE | Ducted | Packaged | 24.5 | 24.9 | INELIGIBLE | 0 | 0 | 0 | 0 | 0 | 0
RAQ/K/EC/WP/ECO/112 | AIRSTAGE | Ducted | Packaged | 31.8 | 32.2 | INELIGIBLE | 0 | 0 | 0 | 0 | 0 | 0
RAQ/K/EC/WP/*112 | AIRSTAGE | Ducted | Packaged | 31.8 | 32.2 | INELIGIBLE | 0 | 0 | 0 | 0 | 0 | 0
RAQ/K/EC/WP/ECO/115 | AIRSTAGE | Ducted | Packaged | 36.2 | 36.3 | INELIGIBLE | 0 | 0 | 0 | 0 | 0 | 0
RAQ/K/EC/WP/*115 | AIRSTAGE | Ducted | Packaged | 36.2 | 36.3 | INELIGIBLE | 0 | 0 | 0 | 0 | 0 | 0
RAQ/K/EC/WP/ECO/118 | AIRSTAGE | Ducted | Packaged | 43.4 | 43.7 | INELIGIBLE | 0 | 0 | 0 | 0 | 0 | 0
RAQ/K/EC/WP/*118 | AIRSTAGE | Ducted | Packaged | 43.4 | 43.7 | INELIGIBLE | 0 | 0 | 0 | 0 | 0 | 0
RAQ/K/EC/WP/ECO/224 | AIRSTAGE | Ducted | Packaged | 60.6 | 63.1 | INELIGIBLE | 0 | 0 | 0 | 0 | 0 | 0
RAQ/K/EC/WP/*224 | AIRSTAGE | Ducted | Packaged | 60.6 | 63.1 | INELIGIBLE | 0 | 0 | 0 | 0 | 0 | 0
RAQ/L/EC/WP/15 | AIRSTAGE | Ducted | Packaged | 14.86 | 12.97 | INELIGIBLE | 0 | 0 | 0 | 0 | 0 | 0
RAQ/L/EC/WP/17 | AIRSTAGE | Ducted | Packaged | 18.8 | 16.42 | INELIGIBLE | 0 | 0 | 0 | 0 | 0 | 0
RAQ/L/EC/WP/110 | AIRSTAGE | Ducted | Packaged | 26.3 | 22.93 | INELIGIBLE | 0 | 0 | 0 | 0 | 0 | 0
RAQ/L/EC/WP/112 | AIRSTAGE | Ducted | Packaged | 33.93 | 29.57 | INELIGIBLE | 0 | 0 | 0 | 0 | 0 | 0
RAQ/L/EC/WP/115 | AIRSTAGE | Ducted | Packaged | 36.22 | 33.87 | INELIGIBLE | 0 | 0 | 0 | 0 | 0 | 0
RAQ/L/EC/WP/118 | AIRSTAGE | Ducted | Packaged | 46.66 | 40.95 | INELIGIBLE | 0 | 0 | 0 | 0 | 0 | 0
RAQ/L/EC/WP/120 | AIRSTAGE | Ducted | Packaged | 50.66 | 44.41 | INELIGIBLE | 0 | 0 | 0 | 0 | 0 | 0
RAQ/L/EC/WP/224 | AIRSTAGE | Ducted | Packaged | 61.09 | 61.38 | INELIGIBLE | 0 | 0 | 0 | 0 | 0 | 0
RAQ/K/EC/WP/120 | AIRSTAGE | Ducted | Packaged | 51.2 | 50.16 | INELIGIBLE | 0 | 0 | 0 | 0 | 0 | 0
RAQ/K/EC/WP/ECO/120 | AIRSTAGE | Ducted | Packaged | 51.2 | 50.16 | INELIGIBLE | 0 | 0 | 0 | 0 | 0 | 0
ATC-32DDNO H/C INVERTER-M7 | Airtemp | Non Ducted | Unitary double duct wall mounted | 2.477 | 2.341 | INELIGIBLE | 0 | 0 | 0 | 0 | 0 | 0
AK-TP35 | AKAI | Non Ducted | Single Split System | 3.5 | 4.5 | INELIGIBLE | 0 | 0 | 0 | 0 | 0 | 0
AK-TP52 | AKAI | Non Ducted | Single Split System | 5.2 | 5.2 | ELIGIBLE | 28 | 120 | 784.88 | 32 | 210 | 991.72
AK-TP26 | AKAI | Non Ducted | Single Split System | 2.64 | 4.05 | INELIGIBLE | 0 | 0 | 0 | 0 | 0 | 0
AK-TP26M | AKAI | Non Ducted | Single Split System | 2.64 | 2.9 | ELIGIBLE | 14 | 28 | 350.84 | 16 | 68 | 447.76
AK-TP50M | AKAI | Non Ducted | Single Split System | 5.3 | 5.3 | ELIGIBLE | 29 | 8 | 661.74 | 33 | 100 | 871.18
AK-TP35M | AKAI | Non Ducted | Single Split System | 3.5 | 4 | INELIGIBLE | 0 | 0 | 0 | 0 | 0 | 0
A-PAC-9-H | ALFORDSON | Non Ducted | Portable | 2.637 | 2.14 | INELIGIBLE | 0 | 0 | 0 | 0 | 0 | 0
A-PAC-9-FS-H | ALFORDSON | Non Ducted | Portable | 2.637 | 2.14 | INELIGIBLE | 0 | 0 | 0 | 0 | 0 | 0
A-PAC-9-CLT-H | ALFORDSON | Non Ducted | Portable | 2.637 | 2.14 | INELIGIBLE | 0 | 0 | 0 | 0 | 0 | 0
A-PAC-9-WAVE-H | ALFORDSON | Non Ducted | Portable | 2.637 | 2.14 | INELIGIBLE | 0 | 0 | 0 | 0 | 0 | 0
PAC-9-H | ALFORDSON | Non Ducted | Portable | 2.637 | 2.14 | INELIGIBLE | 0 | 0 | 0 | 0 | 0 | 0
A-PAC-12-H | ALFORDSON | Non Ducted | Portable | 3.5 | 2.83 | INELIGIBLE | 0 | 0 | 0 | 0 | 0 | 0
A-PAC-12-STR-H | ALFORDSON | Non Ducted | Portable | 3.5 | 2.83 | INELIGIBLE | 0 | 0 | 0 | 0 | 0 | 0
A-PAC-12-FLOW-H | ALFORDSON | Non Ducted | Portable | 3.5 | 2.83 | INELIGIBLE | 0 | 0 | 0 | 0 | 0 | 0
A-PAC-12-CLT-H | ALFORDSON | Non Ducted | Portable | 3.5 | 2.83 | INELIGIBLE | 0 | 0 | 0 | 0 | 0 | 0
PAC-12-H | ALFORDSON | Non Ducted | Portable | 3.5 | 2.83 | INELIGIBLE | 0 | 0 | 0 | 0 | 0 | 0
A-PAC-14-H | ALFORDSON | Non Ducted | Portable | 4.1 | 3.25 | INELIGIBLE | 0 | 0 | 0 | 0 | 0 | 0
A-PAC-14-STR-H | ALFORDSON | Non Ducted | Portable | 4.1 | 3.25 | INELIGIBLE | 0 | 0 | 0 | 0 | 0 | 0
A-PAC-14-FLOW-H | ALFORDSON | Non Ducted | Portable | 4.1 | 3.25 | INELIGIBLE | 0 | 0 | 0 | 0 | 0 | 0
A-PAC-14-CLT-H | ALFORDSON | Non Ducted | Portable | 4.1 | 3.25 | INELIGIBLE | 0 | 0 | 0 | 0 | 0 | 0
PAC-14-H | ALFORDSON | Non Ducted | Portable | 4.1 | 3.25 | INELIGIBLE | 0 | 0 | 0 | 0 | 0 | 0
P012AVR3SA-LTR | APAC | Ducted | Packaged | 11.38 | 11.74 | INELIGIBLE | 0 | 0 | 0 | 0 | 0 | 0
P012AVR3SA-LTS | APAC | Ducted | Packaged | 11.38 | 11.74 | INELIGIBLE | 0 | 0 | 0 | 0 | 0 | 0
P012AVR3SA-RTR | APAC | Ducted | Packaged | 11.38 | 11.74 | INELIGIBLE | 0 | 0 | 0 | 0 | 0 | 0
P012AVR3SA-RTS | APAC | Ducted | Packaged | 11.38 | 11.74 | INELIGIBLE | 0 | 0 | 0 | 0 | 0 | 0
P012AVR3SA-LTT | APAC | Ducted | Packaged | 11.38 | 11.74 | INELIGIBLE | 0 | 0 | 0 | 0 | 0 | 0
P012AVR3SA-RTT | APAC | Ducted | Packaged | 11.38 | 11.74 | INELIGIBLE | 0 | 0 | 0 | 0 | 0 | 0
P012AVR3SA | APAC | Ducted | Packaged | 11.38 | 11.74 | INELIGIBLE | 0 | 0 | 0 | 0 | 0 | 0
S012OVR3SA/S012ILR1SA-TR | APAC | Ducted | Single Split System | 11.38 | 11.74 | INELIGIBLE | 0 | 0 | 0 | 0 | 0 | 0
S012OVR3SA/S012ILR1SA-FR | APAC | Ducted | Single Split System | 11.38 | 11.74 | INELIGIBLE | 0 | 0 | 0 | 0 | 0 | 0
S012OVR3SA/S012IVR3SA-TR | APAC | Ducted | Single Split System | 11.38 | 11.74 | INELIGIBLE | 0 | 0 | 0 | 0 | 0 | 0
S012OVR3SA/S012ILR1SA- | APAC | Ducted | Single Split System | 11.38 | 11.74 | INELIGIBLE | 0 | 0 | 0 | 0 | 0 | 0
P015AVR3SA-LTR | APAC | Ducted | Packaged | 16.01 | 14.22 | INELIGIBLE | 0 | 0 | 0 | 0 | 0 | 0
P015AVR3SA-LTS | APAC | Ducted | Packaged | 16.01 | 14.22 | INELIGIBLE | 0 | 0 | 0 | 0 | 0 | 0
P015AVR3SA-RTR | APAC | Ducted | Packaged | 16.01 | 14.22 | INELIGIBLE | 0 | 0 | 0 | 0 | 0 | 0
P015AVR3SA-RTS | APAC | Ducted | Packaged | 16.01 | 14.22 | INELIGIBLE | 0 | 0 | 0 | 0 | 0 | 0
P015AVR3SA-LTT | APAC | Ducted | Packaged | 16.01 | 14.22 | INELIGIBLE | 0 | 0 | 0 | 0 | 0 | 0
P015AVR3SA-RTT | APAC | Ducted | Packaged | 16.01 | 14.22 | INELIGIBLE | 0 | 0 | 0 | 0 | 0 | 0
P015AVR3SA- | APAC | Ducted | Packaged | 16.01 | 14.22 | INELIGIBLE | 0 | 0 | 0 | 0 | 0 | 0
S015OVR3SA / S015ILR1SA-TR | APAC | Ducted | Single Split System | 16.01 | 14.22 | INELIGIBLE | 0 | 0 | 0 | 0 | 0 | 0
S015OVR3SA / S015ILR1SA-FR | APAC | Ducted | Single Split System | 16.01 | 14.22 | INELIGIBLE | 0 | 0 | 0 | 0 | 0 | 0
S015OVR3SA / S015IVR3SA-TR | APAC | Ducted | Single Split System | 16.01 | 14.22 | INELIGIBLE | 0 | 0 | 0 | 0 | 0 | 0
S015OVR3SA / S015ILR1SA- | APAC | Ducted | Single Split System | 16.01 | 14.22 | INELIGIBLE | 0 | 0 | 0 | 0 | 0 | 0
P018AVR3SA-LTR | APAC | Ducted | Packaged | 18.74 | 16.06 | INELIGIBLE | 0 | 0 | 0 | 0 | 0 | 0
P018AVR3SA-LTS | APAC | Ducted | Packaged | 18.74 | 16.06 | INELIGIBLE | 0 | 0 | 0 | 0 | 0 | 0
P018AVR3SA-RTR | APAC | Ducted | Packaged | 18.74 | 16.06 | INELIGIBLE | 0 | 0 | 0 | 0 | 0 | 0
P018AVR3SA-RTS | APAC | Ducted | Packaged | 18.74 | 16.06 | INELIGIBLE | 0 | 0 | 0 | 0 | 0 | 0
P018AVR3SA-LTT | APAC | Ducted | Packaged | 18.74 | 16.06 | INELIGIBLE | 0 | 0 | 0 | 0 | 0 | 0
P018AVR3SA-RTT | APAC | Ducted | Packaged | 18.74 | 16.06 | INELIGIBLE | 0 | 0 | 0 | 0 | 0 | 0
P018AVR3SA- | APAC | Ducted | Packaged | 18.74 | 16.06 | INELIGIBLE | 0 | 0 | 0 | 0 | 0 | 0
P018AVR3SA- | APAC | Ducted | Packaged | 18.74 | 16.06 | INELIGIBLE | 0 | 0 | 0 | 0 | 0 | 0
S018OVR3SA / S018ILR1SA-TR | APAC | Ducted | Single Split System | 18.74 | 16.06 | INELIGIBLE | 0 | 0 | 0 | 0 | 0 | 0
S018OVR3SA / S018ILR1SA-FR | APAC | Ducted | Single Split System | 18.74 | 16.06 | INELIGIBLE | 0 | 0 | 0 | 0 | 0 | 0
S018OVR3SA / S018IVR3SA-TR | APAC | Ducted | Single Split System | 18.74 | 16.06 | INELIGIBLE | 0 | 0 | 0 | 0 | 0 | 0
S018OVR3SA / S018ILR1SA- | APAC | Ducted | Single Split System | 18.74 | 16.06 | INELIGIBLE | 0 | 0 | 0 | 0 | 0 | 0
P015AHR3SA-LTT | APAC | Ducted | Packaged | 16.01 | 14.22 | INELIGIBLE | 0 | 0 | 0 | 0 | 0 | 0
P015AHR3SA-LTR | APAC | Ducted | Packaged | 16.01 | 14.22 | INELIGIBLE | 0 | 0 | 0 | 0 | 0 | 0
P015AHR3SA-LRR | APAC | Ducted | Packaged | 16.01 | 14.22 | INELIGIBLE | 0 | 0 | 0 | 0 | 0 | 0
P015AHR3SA-LBB | APAC | Ducted | Packaged | 16.01 | 14.22 | INELIGIBLE | 0 | 0 | 0 | 0 | 0 | 0
P015AHR3SA-RTT | APAC | Ducted | Packaged | 16.01 | 14.22 | INELIGIBLE | 0 | 0 | 0 | 0 | 0 | 0
P015AHR3SA-RTR | APAC | Ducted | Packaged | 16.01 | 14.22 | INELIGIBLE | 0 | 0 | 0 | 0 | 0 | 0
P015AHR3SA-RRR | APAC | Ducted | Packaged | 16.01 | 14.22 | INELIGIBLE | 0 | 0 | 0 | 0 | 0 | 0
P015AHR3SA-RBB | APAC | Ducted | Packaged | 16.01 | 14.22 | INELIGIBLE | 0 | 0 | 0 | 0 | 0 | 0
P015AHR3SA | APAC | Ducted | Packaged | 16.01 | 14.22 | INELIGIBLE | 0 | 0 | 0 | 0 | 0 | 0
P015AHR3SA- | APAC | Ducted | Packaged | 16.01 | 14.22 | INELIGIBLE | 0 | 0 | 0 | 0 | 0 | 0
P020AVR3SA-LTR | APAC | Ducted | Packaged | 22.45 | 18.89 | INELIGIBLE | 0 | 0 | 0 | 0 | 0 | 0
P020AVR3SA-LTS | APAC | Ducted | Packaged | 22.45 | 18.89 | INELIGIBLE | 0 | 0 | 0 | 0 | 0 | 0
P020AVR3SA-RTR | APAC | Ducted | Packaged | 22.45 | 18.89 | INELIGIBLE | 0 | 0 | 0 | 0 | 0 | 0
P020AVR3SA-RTS | APAC | Ducted | Packaged | 22.45 | 18.89 | INELIGIBLE | 0 | 0 | 0 | 0 | 0 | 0
P020AVR3SA-LTT | APAC | Ducted | Packaged | 22.45 | 18.89 | INELIGIBLE | 0 | 0 | 0 | 0 | 0 | 0
P020AVR3SA-RTT | APAC | Ducted | Packaged | 22.45 | 18.89 | INELIGIBLE | 0 | 0 | 0 | 0 | 0 | 0
P020AVR3SA- | APAC | Ducted | Packaged | 22.45 | 18.89 | INELIGIBLE | 0 | 0 | 0 | 0 | 0 | 0
S020OVR3SA / S020ILR1SA-TR | APAC | Ducted | Single Split System | 22.45 | 18.89 | INELIGIBLE | 0 | 0 | 0 | 0 | 0 | 0
S020OVR3SA / S020ILR1SA-FR | APAC | Ducted | Single Split System | 22.45 | 18.89 | INELIGIBLE | 0 | 0 | 0 | 0 | 0 | 0
S020OVR3SA / S020IVR3SA-TR | APAC | Ducted | Single Split System | 22.45 | 18.89 | INELIGIBLE | 0 | 0 | 0 | 0 | 0 | 0
S020OVR3SA / S020ILR1SA- | APAC | Ducted | Single Split System | 22.45 | 18.89 | INELIGIBLE | 0 | 0 | 0 | 0 | 0 | 0
P023AVR3SA-LTR | APAC | Ducted | Packaged | 22.4 | 22.73 | INELIGIBLE | 0 | 0 | 0 | 0 | 0 | 0
P023AVR3SA-LTS | APAC | Ducted | Packaged | 22.4 | 22.73 | INELIGIBLE | 0 | 0 | 0 | 0 | 0 | 0
P023AVR3SA-RTR | APAC | Ducted | Packaged | 22.4 | 22.73 | INELIGIBLE | 0 | 0 | 0 | 0 | 0 | 0
P023AVR3SA-RTS | APAC | Ducted | Packaged | 22.4 | 22.73 | INELIGIBLE | 0 | 0 | 0 | 0 | 0 | 0
P023AVR3SA-LTT | APAC | Ducted | Packaged | 22.4 | 22.73 | INELIGIBLE | 0 | 0 | 0 | 0 | 0 | 0
P023AVR3SA-RTT | APAC | Ducted | Packaged | 22.4 | 22.73 | INELIGIBLE | 0 | 0 | 0 | 0 | 0 | 0
P023AVR3SA- | APAC | Ducted | Packaged | 22.4 | 22.73 | INELIGIBLE | 0 | 0 | 0 | 0 | 0 | 0
S023OVR3SA / S023ILR1SA-TR | APAC | Ducted | Single Split System | 22.4 | 22.73 | INELIGIBLE | 0 | 0 | 0 | 0 | 0 | 0
S023OVR3SA / S023ILR1SA-FR | APAC | Ducted | Single Split System | 22.4 | 22.73 | INELIGIBLE | 0 | 0 | 0 | 0 | 0 | 0
S023OVR3SA / S023IVR3SA-TR | APAC | Ducted | Single Split System | 22.4 | 22.73 | INELIGIBLE | 0 | 0 | 0 | 0 | 0 | 0
S023OVR3SA / S023ILR1SA- | APAC | Ducted | Single Split System | 22.4 | 22.73 | INELIGIBLE | 0 | 0 | 0 | 0 | 0 | 0
P024AVR3SA-LTR | APAC | Ducted | Packaged | 23.36 | 20.36 | INELIGIBLE | 0 | 0 | 0 | 0 | 0 | 0
P024AVR3SA-LTS | APAC | Ducted | Packaged | 23.36 | 20.36 | INELIGIBLE | 0 | 0 | 0 | 0 | 0 | 0
P024AVR3SA-RTR | APAC | Ducted | Packaged | 23.36 | 20.36 | INELIGIBLE | 0 | 0 | 0 | 0 | 0 | 0
P024AVR3SA-RTS | APAC | Ducted | Packaged | 23.36 | 20.36 | INELIGIBLE | 0 | 0 | 0 | 0 | 0 | 0
P024AVR3SA- | APAC | Ducted | Packaged | 23.36 | 20.36 | INELIGIBLE | 0 | 0 | 0 | 0 | 0 | 0
S024OVR3SA / S024IHR3SA-TR | APAC | Ducted | Single Split System | 23.36 | 20.36 | INELIGIBLE | 0 | 0 | 0 | 0 | 0 | 0
S024OVR3SA / S024IHR3SA-FR | APAC | Ducted | Single Split System | 23.36 | 20.36 | INELIGIBLE | 0 | 0 | 0 | 0 | 0 | 0
S024OVR3SA / S024ILR3SA-TR | APAC | Ducted | Single Split System | 23.36 | 20.36 | INELIGIBLE | 0 | 0 | 0 | 0 | 0 | 0
S024OVR3SA / S024ILR3SA-FR | APAC | Ducted | Single Split System | 23.36 | 20.36 | INELIGIBLE | 0 | 0 | 0 | 0 | 0 | 0
S024OVR3SA / S024IVR3SA-TR | APAC | Ducted | Single Split System | 23.36 | 20.36 | INELIGIBLE | 0 | 0 | 0 | 0 | 0 | 0
S024OVR3SA / S024IHR3SA- | APAC | Ducted | Single Split System | 23.36 | 20.36 | INELIGIBLE | 0 | 0 | 0 | 0 | 0 | 0
P018AHR3SA-LTT | APAC | Ducted | Packaged | 18.74 | 16.06 | INELIGIBLE | 0 | 0 | 0 | 0 | 0 | 0
P018AHR3SA-LTR | APAC | Ducted | Packaged | 18.74 | 16.06 | INELIGIBLE | 0 | 0 | 0 | 0 | 0 | 0
P018AHR3SA-LRR | APAC | Ducted | Packaged | 18.74 | 16.06 | INELIGIBLE | 0 | 0 | 0 | 0 | 0 | 0
P018AHR3SA-LBB | APAC | Ducted | Packaged | 18.74 | 16.06 | INELIGIBLE | 0 | 0 | 0 | 0 | 0 | 0
P018AHR3SA-RTT | APAC | Ducted | Packaged | 18.74 | 16.06 | INELIGIBLE | 0 | 0 | 0 | 0 | 0 | 0
P018AHR3SA-RTR | APAC | Ducted | Packaged | 18.74 | 16.06 | INELIGIBLE | 0 | 0 | 0 | 0 | 0 | 0
P018AHR3SA-RRR | APAC | Ducted | Packaged | 18.74 | 16.06 | INELIGIBLE | 0 | 0 | 0 | 0 | 0 | 0
P018AHR3SA-RBB | APAC | Ducted | Packaged | 18.74 | 16.06 | INELIGIBLE | 0 | 0 | 0 | 0 | 0 | 0
P018AHR3SA- | APAC | Ducted | Packaged | 18.74 | 16.06 | INELIGIBLE | 0 | 0 | 0 | 0 | 0 | 0
P018AHR3SA | APAC | Ducted | Packaged | 18.74 | 16.06 | INELIGIBLE | 0 | 0 | 0 | 0 | 0 | 0
P012AHR3SA-LTT | APAC | Ducted | Packaged | 11.38 | 11.74 | INELIGIBLE | 0 | 0 | 0 | 0 | 0 | 0
P012AHR3SA-LTR | APAC | Ducted | Packaged | 11.38 | 11.74 | INELIGIBLE | 0 | 0 | 0 | 0 | 0 | 0
P012AHR3SA-LRR | APAC | Ducted | Packaged | 11.38 | 11.74 | INELIGIBLE | 0 | 0 | 0 | 0 | 0 | 0
P012AHR3SA-LBB | APAC | Ducted | Packaged | 11.38 | 11.74 | INELIGIBLE | 0 | 0 | 0 | 0 | 0 | 0
P012AHR3SA-RTT | APAC | Ducted | Packaged | 11.38 | 11.74 | INELIGIBLE | 0 | 0 | 0 | 0 | 0 | 0
P012AHR3SA-RTR | APAC | Ducted | Packaged | 11.38 | 11.74 | INELIGIBLE | 0 | 0 | 0 | 0 | 0 | 0
P012AHR3SA-RRR | APAC | Ducted | Packaged | 11.38 | 11.74 | INELIGIBLE | 0 | 0 | 0 | 0 | 0 | 0
P012AHR3SA-RBB | APAC | Ducted | Packaged | 11.38 | 11.74 | INELIGIBLE | 0 | 0 | 0 | 0 | 0 | 0
P012AHR3SA- | APAC | Ducted | Packaged | 11.38 | 11.74 | INELIGIBLE | 0 | 0 | 0 | 0 | 0 | 0
P012AHR3SA | APAC | Ducted | Packaged | 11.38 | 11.74 | INELIGIBLE | 0 | 0 | 0 | 0 | 0 | 0
P020AHR3SA | APAC | Ducted | Packaged | 22.45 | 18.89 | INELIGIBLE | 0 | 0 | 0 | 0 | 0 | 0
P020AHR3SA-LTT | APAC | Ducted | Packaged | 22.45 | 18.89 | INELIGIBLE | 0 | 0 | 0 | 0 | 0 | 0
P020AHR3SA-LTR | APAC | Ducted | Packaged | 22.45 | 18.89 | INELIGIBLE | 0 | 0 | 0 | 0 | 0 | 0
P020AHR3SA-LRR | APAC | Ducted | Packaged | 22.45 | 18.89 | INELIGIBLE | 0 | 0 | 0 | 0 | 0 | 0
P020AHR3SA-LBB | APAC | Ducted | Packaged | 22.45 | 18.89 | INELIGIBLE | 0 | 0 | 0 | 0 | 0 | 0
P020AHR3SA-RTT | APAC | Ducted | Packaged | 22.45 | 18.89 | INELIGIBLE | 0 | 0 | 0 | 0 | 0 | 0
P020AHR3SA-RTR | APAC | Ducted | Packaged | 22.45 | 18.89 | INELIGIBLE | 0 | 0 | 0 | 0 | 0 | 0
P020AHR3SA-RRR | APAC | Ducted | Packaged | 22.45 | 18.89 | INELIGIBLE | 0 | 0 | 0 | 0 | 0 | 0
P020AHR3SA-RBB | APAC | Ducted | Packaged | 22.45 | 18.89 | INELIGIBLE | 0 | 0 | 0 | 0 | 0 | 0
P020AHR3SA- | APAC | Ducted | Packaged | 22.45 | 18.89 | INELIGIBLE | 0 | 0 | 0 | 0 | 0 | 0
P030AHR3SA-LTT | APAC | Ducted | Packaged | 32.14 | 26.48 | INELIGIBLE | 0 | 0 | 0 | 0 | 0 | 0
P030AHR3SA-LTR | APAC | Ducted | Packaged | 32.14 | 26.48 | INELIGIBLE | 0 | 0 | 0 | 0 | 0 | 0
P030AHR3SA-LRR | APAC | Ducted | Packaged | 32.14 | 26.48 | INELIGIBLE | 0 | 0 | 0 | 0 | 0 | 0
P030AHR3SA-LBB | APAC | Ducted | Packaged | 32.14 | 26.48 | INELIGIBLE | 0 | 0 | 0 | 0 | 0 | 0
P030AHR3SA-RTT | APAC | Ducted | Packaged | 32.14 | 26.48 | INELIGIBLE | 0 | 0 | 0 | 0 | 0 | 0
P030AHR3SA-RTR | APAC | Ducted | Packaged | 32.14 | 26.48 | INELIGIBLE | 0 | 0 | 0 | 0 | 0 | 0
P030AHR3SA-RRR | APAC | Ducted | Packaged | 32.14 | 26.48 | INELIGIBLE | 0 | 0 | 0 | 0 | 0 | 0
P030AHR3SA-RBB | APAC | Ducted | Packaged | 32.14 | 26.48 | INELIGIBLE | 0 | 0 | 0 | 0 | 0 | 0
P030AHR3SA- | APAC | Ducted | Packaged | 32.14 | 26.48 | INELIGIBLE | 0 | 0 | 0 | 0 | 0 | 0
P030AVR3SA-LTR | APAC | Ducted | Packaged | 32.14 | 26.48 | INELIGIBLE | 0 | 0 | 0 | 0 | 0 | 0
P030AVR3SA-LTS | APAC | Ducted | Packaged | 32.14 | 26.48 | INELIGIBLE | 0 | 0 | 0 | 0 | 0 | 0
P030AVR3SA-RTR | APAC | Ducted | Packaged | 32.14 | 26.48 | INELIGIBLE | 0 | 0 | 0 | 0 | 0 | 0
P030AVR3SA-RTS | APAC | Ducted | Packaged | 32.14 | 26.48 | INELIGIBLE | 0 | 0 | 0 | 0 | 0 | 0
P030AVR3SA- | APAC | Ducted | Packaged | 32.14 | 26.48 | INELIGIBLE | 0 | 0 | 0 | 0 | 0 | 0
S030OVR3SA / S030IHR3SA-TR | APAC | Ducted | Single Split System | 32.14 | 26.48 | INELIGIBLE | 0 | 0 | 0 | 0 | 0 | 0
S030OVR3SA / S030IHR3SA-FR | APAC | Ducted | Single Split System | 32.14 | 26.48 | INELIGIBLE | 0 | 0 | 0 | 0 | 0 | 0
S030OVR3SA / S030ILR3SA-TR | APAC | Ducted | Single Split System | 32.14 | 26.48 | INELIGIBLE | 0 | 0 | 0 | 0 | 0 | 0
S030OVR3SA / S030ILR3SA-FR | APAC | Ducted | Single Split System | 32.14 | 26.48 | INELIGIBLE | 0 | 0 | 0 | 0 | 0 | 0
S030OVR3SA / S030IVR3SA-TR | APAC | Ducted | Single Split System | 32.14 | 26.48 | INELIGIBLE | 0 | 0 | 0 | 0 | 0 | 0
S030OVR3SA / S030IHR3SA- | APAC | Ducted | Single Split System | 32.14 | 26.48 | INELIGIBLE | 0 | 0 | 0 | 0 | 0 | 0
P024AHR3SA | APAC | Ducted | Packaged | 23.36 | 20.36 | INELIGIBLE | 0 | 0 | 0 | 0 | 0 | 0
P024AHR3SA-LTT | APAC | Ducted | Packaged | 23.36 | 20.36 | INELIGIBLE | 0 | 0 | 0 | 0 | 0 | 0
P024AHR3SA-LTR | APAC | Ducted | Packaged | 23.36 | 20.36 | INELIGIBLE | 0 | 0 | 0 | 0 | 0 | 0
P024AHR3SA-LRR | APAC | Ducted | Packaged | 23.36 | 20.36 | INELIGIBLE | 0 | 0 | 0 | 0 | 0 | 0
P024AHR3SA-LBB | APAC | Ducted | Packaged | 23.36 | 20.36 | INELIGIBLE | 0 | 0 | 0 | 0 | 0 | 0
P024AHR3SA-RTT | APAC | Ducted | Packaged | 23.36 | 20.36 | INELIGIBLE | 0 | 0 | 0 | 0 | 0 | 0
P024AHR3SA-RTR | APAC | Ducted | Packaged | 23.36 | 20.36 | INELIGIBLE | 0 | 0 | 0 | 0 | 0 | 0
P024AHR3SA-RRR | APAC | Ducted | Packaged | 23.36 | 20.36 | INELIGIBLE | 0 | 0 | 0 | 0 | 0 | 0
P024AHR3SA-RBB | APAC | Ducted | Packaged | 23.36 | 20.36 | INELIGIBLE | 0 | 0 | 0 | 0 | 0 | 0
P024AHR3SA- | APAC | Ducted | Packaged | 23.36 | 20.36 | INELIGIBLE | 0 | 0 | 0 | 0 | 0 | 0
P023AHR3SA | APAC | Ducted | Packaged | 22.4 | 22.73 | INELIGIBLE | 0 | 0 | 0 | 0 | 0 | 0
P023AHR3SA-LTT | APAC | Ducted | Packaged | 22.4 | 22.73 | INELIGIBLE | 0 | 0 | 0 | 0 | 0 | 0
P023AHR3SA-LTR | APAC | Ducted | Packaged | 22.4 | 22.73 | INELIGIBLE | 0 | 0 | 0 | 0 | 0 | 0
P023AHR3SA-LRR | APAC | Ducted | Packaged | 22.4 | 22.73 | INELIGIBLE | 0 | 0 | 0 | 0 | 0 | 0
P023AHR3SA-LBB | APAC | Ducted | Packaged | 22.4 | 22.73 | INELIGIBLE | 0 | 0 | 0 | 0 | 0 | 0
P023AHR3SA-RTT | APAC | Ducted | Packaged | 22.4 | 22.73 | INELIGIBLE | 0 | 0 | 0 | 0 | 0 | 0
P023AHR3SA-RTR | APAC | Ducted | Packaged | 22.4 | 22.73 | INELIGIBLE | 0 | 0 | 0 | 0 | 0 | 0
P023AHR3SA-RRR | APAC | Ducted | Packaged | 22.4 | 22.73 | INELIGIBLE | 0 | 0 | 0 | 0 | 0 | 0
P023AHR3SA-RBB | APAC | Ducted | Packaged | 22.4 | 22.73 | INELIGIBLE | 0 | 0 | 0 | 0 | 0 | 0
P023AHR3SA- | APAC | Ducted | Packaged | 22.4 | 22.73 | INELIGIBLE | 0 | 0 | 0 | 0 | 0 | 0
ASR352HA | Arlec | Non Ducted | Single Split System | 3.5 | 4.5 | INELIGIBLE | 0 | 0 | 0 | 0 | 0 | 0
PA1622HCHA | Arlec | Non Ducted | Portable | 4.689 | 3.283 | INELIGIBLE | 0 | 0 | 0 | 0 | 0 | 0
PA1123BKHA | Arlec | Non Ducted | Portable | 3.3 | 2.6 | INELIGIBLE | 0 | 0 | 0 | 0 | 0 | 0
AC25 | Astivita | Non Ducted | Single Split System | 2.5 | 3.2 | INELIGIBLE | 0 | 0 | 0 | 0 | 0 | 0
AC50 | Astivita | Non Ducted | Single Split System | 5 | 6 | ELIGIBLE | 31 | 175 | 923.76 | 36 | 261 | 1147.86
AU-BS24HR-2A-O / AU-LCF24-2A-I | AURORA | Ducted | Single Split System | 7.3 | 7.5 | ELIGIBLE | 46 | 142 | 1217.76 | 53 | 284 | 1559.58
AU-BS36HR-2A-O / AU-LCF36-2A-I | AURORA | Ducted | Single Split System | 10.5 | 11.5 | ELIGIBLE | 68 | 104 | 1662.48 | 78 | 308 | 2152.28
ACPAC240 | AUSCLIMATE | Non Ducted | Portable | 4.2 | 2.88 | INELIGIBLE | 0 | 0 | 0 | 0 | 0 | 0
PAC1131 | AUSCLIMATE | Non Ducted | Portable | 4.2 | 2.88 | INELIGIBLE | 0 | 0 | 0 | 0 | 0 | 0
Ausclimate 14K PAC | AUSCLIMATE | Non Ducted | Portable | 4.2 | 2.88 | INELIGIBLE | 0 | 0 | 0 | 0 | 0 | 0
CRC6960010/CRC6960110 | BONAIRE | Ducted | Single Split System | 10 | 11.5 | INELIGIBLE | 0 | 0 | 0 | 0 | 0 | 0
CRC6960012/CRC6960112 | BONAIRE | Ducted | Single Split System | 12.5 | 13.5 | INELIGIBLE | 0 | 0 | 0 | 0 | 0 | 0
CRC6960014/CRC6960114 | BONAIRE | Ducted | Single Split System | 13.5 | 16 | INELIGIBLE | 0 | 0 | 0 | 0 | 0 | 0
CRC6960016/CRC6960116 | BONAIRE | Ducted | Single Split System | 15 | 17.5 | INELIGIBLE | 0 | 0 | 0 | 0 | 0 | 0
CRC6960007/CRC6960107 | BONAIRE | Ducted | Single Split System | 7.1 | 7.7 | INELIGIBLE | 0 | 0 | 0 | 0 | 0 | 0
OPTIMA N-SERIES CRC6930182 / CRC6930082 | BONAIRE | Non Ducted | Single Split System | 8.2 | 9 | INELIGIBLE | 0 | 0 | 0 | 0 | 0 | 0
OPTIMA L-SERIES CRC6910082 / CRC6910182 | BONAIRE | Non Ducted | Single Split System | 8.2 | 9 | INELIGIBLE | 0 | 0 | 0 | 0 | 0 | 0
CRC6960018/CRC6960118 | BONAIRE | Ducted | Single Split System | 18 | 20 | INELIGIBLE | 0 | 0 | 0 | 0 | 0 | 0
CRC6970025/CRC6970125 | BONAIRE | Non Ducted | Single Split System | 2.5 | 3 | INELIGIBLE | 0 | 0 | 0 | 0 | 0 | 0
CRC6970035/CRC6970135 | BONAIRE | Non Ducted | Single Split System | 3.5 | 3.7 | INELIGIBLE | 0 | 0 | 0 | 0 | 0 | 0
CRC6970050/CRC6970150 | BONAIRE | Non Ducted | Single Split System | 5 | 5.2 | INELIGIBLE | 0 | 0 | 0 | 0 | 0 | 0
CRC6970071/CRC6970171 | BONAIRE | Non Ducted | Single Split System | 7 | 7.5 | INELIGIBLE | 0 | 0 | 0 | 0 | 0 | 0
6950020/6950120 | BONAIRE | Ducted | Single Split System | 20 | 22.8 | INELIGIBLE | 0 | 0 | 0 | 0 | 0 | 0
PRC6000141 | BONAIRE | Non Ducted | Portable | 4 | 3.15 | INELIGIBLE | 0 | 0 | 0 | 0 | 0 | 0
PRC6000135 | BONAIRE | Non Ducted | Portable | 3.5 | 2.8 | INELIGIBLE | 0 | 0 | 0 | 0 | 0 | 0
CRC6911082/CRC6911182 | BONAIRE | Non Ducted | Single Split System | 8.2 | 8.5 | ELIGIBLE | 45 | 138 | 1190.1 | 52 | 279 | 1530.62
CRC6911071/CRC6911171 | BONAIRE | Non Ducted | Single Split System | 7.2 | 7.2 | ELIGIBLE | 38 | 188 | 1097.88 | 44 | 312 | 1393.84
CRC6911050/CRC6911150 | BONAIRE | Non Ducted | Single Split System | 5.2 | 5.2 | ELIGIBLE | 28 | 120 | 784.88 | 32 | 210 | 991.72
CRC6911035/CRC6911135 | BONAIRE | Non Ducted | Single Split System | 3.5 | 4.5 | INELIGIBLE | 0 | 0 | 0 | 0 | 0 | 0
CRC6911025/CRC6911125 | BONAIRE | Non Ducted | Single Split System | 2.64 | 4.05 | INELIGIBLE | 0 | 0 | 0 | 0 | 0 | 0
CRC6911028/CRC6911128 | BONAIRE | Non Ducted | Single Split System | 2.8 | 2.65 | ELIGIBLE | 14 | 128 | 480.84 | 16 | 171 | 581.66
CRC6000027 | BONAIRE | Non Ducted | Window Wall | 2.7 | 2.4 | INELIGIBLE | 0 | 0 | 0 | 0 | 0 | 0
CRC6000042 | BONAIRE | Non Ducted | Window Wall | 4.2 | 3.6 | INELIGIBLE | 0 | 0 | 0 | 0 | 0 | 0
CTG100S1AE/CTG100S1AI | BONAIRE | Ducted | Single Split System | 10.5 | 12.5 | ELIGIBLE | 72 | 508 | 2277.52 | 84 | 712 | 2812.24
CTG125S1AE/CTG125S1AI | BONAIRE | Ducted | Single Split System | 12.5 | 15 | ELIGIBLE | 79 | 130 | 1943.34 | 92 | 372 | 2549.92
CTG140S1AE/CTG140S1AI | BONAIRE | Ducted | Single Split System | 14 | 16.5 | ELIGIBLE | 91 | 373 | 2528.76 | 106 | 644 | 3217.96
CTG160S1AE/CTG160S1AI | BONAIRE | Ducted | Single Split System | 16 | 19 | ELIGIBLE | 100 | 174 | 2472.2 | 117 | 484 | 3257.02
STH026S1AE/STH026S1AI | BONAIRE | Non Ducted | Single Split System | 2.64 | 3.3 | ELIGIBLE | 16 | 96 | 484.16 | 18 | 136 | 581.08
STH035S1AE/STH035S1AI | BONAIRE | Non Ducted | Single Split System | 3.53 | 3.65 | ELIGIBLE | 18 | 52 | 471.88 | 20 | 106 | 587
STH053S1AE/STH053S1AI | BONAIRE | Non Ducted | Single Split System | 5.3 | 5.3 | ELIGIBLE | 31 | 193 | 947.16 | 35 | 285 | 1156.6
STH072S1AE/STH072S1AI | BONAIRE | Non Ducted | Single Split System | 7.2 | 7.3 | ELIGIBLE | 40 | 81 | 1003.7 | 46 | 205 | 1299.66
STH082S1AE/STH082S1AI | BONAIRE | Non Ducted | Single Split System | 8.2 | 8.4 | ELIGIBLE | 44 | 90 | 1105.24 | 51 | 231 | 1445.76
KDHV100D1S | Braemar | Ducted | Single Split System | 10 | 12 | INELIGIBLE | 0 | 0 | 0 | 0 | 0 | 0
KCHV100D1B/KDHV100D1S | Braemar | Ducted | Single Split System | 10 | 12 | INELIGIBLE | 0 | 0 | 0 | 0 | 0 | 0
KCHV100D1B/KDHV101D1S | Braemar | Ducted | Single Split System | 10 | 12 | INELIGIBLE | 0 | 0 | 0 | 0 | 0 | 0
KCHV070D1B/KBHV070D1S | Braemar | Non Ducted | Single Split System | 7.2 | 8 | INELIGIBLE | 0 | 0 | 0 | 0 | 0 | 0
KCHV100D1B/KBHV100D1S | Braemar | Non Ducted | Single Split System | 10.2 | 12.1 | INELIGIBLE | 0 | 0 | 0 | 0 | 0 | 0
KCHV125D1B/KBHV125D1S | Braemar | Non Ducted | Single Split System | 12.8 | 13.5 | INELIGIBLE | 0 | 0 | 0 | 0 | 0 | 0
KCHV140D1B/KBHV140D1S | Braemar | Non Ducted | Single Split System | 13.6 | 16 | INELIGIBLE | 0 | 0 | 0 | 0 | 0 | 0
WCHV25D1T/WSHV25D1T | Braemar | Non Ducted | Single Split System | 2.5 | 3.15 | ELIGIBLE | 16 | 46 | 419.16 | 18 | 84 | 513.48
WCHV35D1T/WSHV35D1T | Braemar | Non Ducted | Single Split System | 3.45 | 3.73 | INELIGIBLE | 0 | 0 | 0 | 0 | 0 | 0
WCHV50D1T/WSHV50D1T | Braemar | Non Ducted | Single Split System | 5.2 | 5.5 | ELIGIBLE | 29 | 148 | 843.74 | 34 | 238 | 1073.04
WCHV70D1T/WSHV70D1T | Braemar | Non Ducted | Single Split System | 7.1 | 7.1 | ELIGIBLE | 38 | 170 | 1074.48 | 43 | 293 | 1346.68
WCHV25D1T/WSHV25D1T | Braemar | Non Ducted | Single Split System | 2.5 | 3 | INELIGIBLE | 15 | 40 | 388.9 | 17 | 78 | 483.22
WCHV85D1T/WSHV85D1T | Braemar | Non Ducted | Single Split System | 8.5 | 9 | ELIGIBLE | 48 | 192 | 1327.68 | 55 | 338 | 1674.7
KCHV070D1B/KBHV070D1S | Braemar | Non Ducted | Single Split System | 7.1 | 8 | INELIGIBLE | 0 | 0 | 0 | 0 | 0 | 0
KCHV100D1B/KBHV100D1S | Braemar | Non Ducted | Single Split System | 10.1 | 12 | INELIGIBLE | 0 | 0 | 0 | 0 | 0 | 0
KCHV125D1B/KBHV125D1S | Braemar | Non Ducted | Single Split System | 12.5 | 13.5 | INELIGIBLE | 0 | 0 | 0 | 0 | 0 | 0
KCHV140D1B/KBHV140D1S | Braemar | Non Ducted | Single Split System | 13.6 | 16 | INELIGIBLE | 0 | 0 | 0 | 0 | 0 | 0
KSHV52D1S/KCHV52D1S | Braemar | Non Ducted | Single Split System | 5.2 | 5.8 | INELIGIBLE | 0 | 0 | 0 | 0 | 0 | 0
KSHV25D1S/KCHV25D1S | Braemar | Non Ducted | Single Split System | 2.5 | 3.2 | INELIGIBLE | 0 | 0 | 0 | 0 | 0 | 0
KSHV35D1S/KCHV35D1S | Braemar | Non Ducted | Single Split System | 3.5 | 3.8 | INELIGIBLE | 0 | 0 | 0 | 0 | 0 | 0
SCHV24D3S/SDHV24D1S | Braemar | Ducted | Single Split System | 24 | 26 | INELIGIBLE | 0 | 0 | 0 | 0 | 0 | 0
SCHV20D3S/SDHV20D1S | Braemar | Ducted | Single Split System | 20 | 22.4 | INELIGIBLE | 0 | 0 | 0 | 0 | 0 | 0
ACHV25D1S/ASHV25D1S | Braemar | Non Ducted | Single Split System | 2.7 | 3 | INELIGIBLE | 0 | 0 | 0 | 0 | 0 | 0
ACHV35D1S/ASHV35D1S | Braemar | Non Ducted | Single Split System | 3.517 | 3.8 | INELIGIBLE | 0 | 0 | 0 | 0 | 0 | 0
ACHV50D1S/ASHV50D1S | Braemar | Non Ducted | Single Split System | 5.2 | 5.8 | INELIGIBLE | 0 | 0 | 0 | 0 | 0 | 0
ACHV70D1S/ASHV70D1S | Braemar | Non Ducted | Single Split System | 7.1 | 7.8 | ELIGIBLE | 42 | 159 | 1150.02 | 48 | 282 | 1444.68
ACHV80D1S/ASHV80D1S | Braemar | Non Ducted | Single Split System | 8.2 | 9 | ELIGIBLE | 47 | 34 | 1099.82 | 54 | 175 | 1440.34
KCHV160D1B/KGHV200A1S | Braemar | Ducted | Single Split System | 12.2 | 20 | ELIGIBLE | 110 | 28 | 2507 | 127 | 264 | 3195.62
KCHA070D1B/KDHA070D1S | Braemar | Ducted | Single Split System | 7.1 | 8 | ELIGIBLE | 43 | 179 | 1198.48 | 51 | 317 | 1557.56
KCHA100D1B/KDHA100D1S | Braemar | Ducted | Single Split System | 10 | 12 | ELIGIBLE | 65 | 294 | 1842.1 | 75 | 488 | 2318.9
KCHA125D1B/KDHA125D1S | Braemar | Ducted | Single Split System | 12.5 | 14 | ELIGIBLE | 75 | 197 | 1940.6 | 88 | 439 | 2547.18
KCHA140D1B/KDHA140D1S | Braemar | Ducted | Single Split System | 14 | 16 | ELIGIBLE | 85 | 334 | 2343.3 | 99 | 605 | 3010.04
KCHA160D1B/KDHA160D1S | Braemar | Ducted | Single Split System | 16 | 18 | ELIGIBLE | 98 | 202 | 2463.68 | 114 | 512 | 3226.04
SCHS20D3B/SDHS20D1S | Braemar | Ducted | Single Split System | 20.4 | 22.5 | INELIGIBLE | 0 | 0 | 0 | 0 | 0 | 0
KCHA160D1B/KBHA160D1S | Braemar | Non Ducted | Single Split System | 14 | 15.4 | ELIGIBLE | 73 | 188 | 1883.98 | 87 | 459 | 2550.72
KCHA070D1B/KBHA070D1S | Braemar | Non Ducted | Single Split System | 7.1 | 8 | ELIGIBLE | 41 | 131 | 1091.16 | 47 | 254 | 1385.82
KCHA100D1B/KBHA100D1S | Braemar | Non Ducted | Single Split System | 10 | 12 | ELIGIBLE | 64 | 182 | 1674.04 | 75 | 376 | 2173.3
KCHA125D1B/KBHA125D1S | Braemar | Non Ducted | Single Split System | 12.5 | 14 | ELIGIBLE | 75 | 102 | 1817.1 | 87 | 344 | 2401.22
KCHV160D1B/KGHV200A1S | Braemar | Ducted | Single Split System | 13.2 | 17 | ELIGIBLE | 81 | 200 | 2079.26 | 96 | 456 | 2748.96
TCHV25T1S/TSHV25T1S | Braemar | Non Ducted | Single Split System | 2.8 | 2.65 | ELIGIBLE | 14 | 128 | 480.84 | 16 | 171 | 581.66
TCHV35T1S/TSHV35T1S | Braemar | Non Ducted | Single Split System | 3.5 | 4.5 | INELIGIBLE | 0 | 0 | 0 | 0 | 0 | 0
TCHV50T1S/TSHV50T1S | Braemar | Non Ducted | Single Split System | 5.2 | 5.2 | ELIGIBLE | 28 | 120 | 784.88 | 32 | 210 | 991.72
TCHV70T1S/TSHV70T1S | Braemar | Non Ducted | Single Split System | 7.2 | 7.2 | ELIGIBLE | 38 | 188 | 1097.88 | 44 | 312 | 1393.84
TCHV80T1S/TSHV80T1S | Braemar | Non Ducted | Single Split System | 8.2 | 8.5 | ELIGIBLE | 45 | 138 | 1190.1 | 52 | 279 | 1530.62
KCHV160D1B/KGHV200A1T | Braemar | Ducted | Single Split System | 13.2 | 17 | ELIGIBLE | 86 | 200 | 2191.56 | 101 | 456 | 2861.26
TCHV02T1S/TSHV02T1S | Braemar | Non Ducted | Single Split System | 2.64 | 3.3 | ELIGIBLE | 16 | 96 | 484.16 | 18 | 136 | 581.08
TCHV03T1S/TSHV03T1S | Braemar | Non Ducted | Single Split System | 3.53 | 3.65 | ELIGIBLE | 18 | 52 | 471.88 | 20 | 106 | 587
TCHV05T1S/TSHV05T1S | Braemar | Non Ducted | Single Split System | 5.3 | 5.3 | ELIGIBLE | 31 | 193 | 947.16 | 35 | 285 | 1156.6
TCHV07T1S/TSHV07T1S | Braemar | Non Ducted | Single Split System | 7.2 | 7.3 | ELIGIBLE | 40 | 81 | 1003.7 | 46 | 205 | 1299.66
TCHV08T1S/TSHV08T1S | Braemar | Non Ducted | Single Split System | 8.2 | 8.4 | ELIGIBLE | 44 | 90 | 1105.24 | 51 | 231 | 1445.76
RTHV500D3S | Braemar | Ducted | Packaged | 51 | 56.2 | INELIGIBLE | 0 | 0 | 0 | 0 | 0 | 0
AONSR13B1/AINHU11B1 | BRIVIS | Ducted | Single Split System | 10.3 | 11.3 | ELIGIBLE | 74 | 349 | 2115.74 | 84 | 548 | 2599.04
AONSR13B1/AINHU13B1 | BRIVIS | Ducted | Single Split System | 12 | 13.8 | ELIGIBLE | 92 | 460 | 2664.32 | 104 | 692 | 3235.44
AONSR15B1/AINHU15B1 | BRIVIS | Ducted | Single Split System | 13.6 | 15.7 | ELIGIBLE | 100 | 357 | 2710.1 | 114 | 620 | 3366.44
AONSR18B1/AINXU18B1 | BRIVIS | Ducted | Single Split System | 17.1 | 19 | INELIGIBLE | 0 | 0 | 0 | 0 | 0 | 0
42FHV067 & 38FHV067 | Carrier | Non Ducted | Single Split System | 6.65 | 7.2 | INELIGIBLE | 0 | 0 | 0 | 0 | 0 | 0
42TSC090-1 & 38TSC090-1 | Carrier | Non Ducted | Single Split System | 8.9 | 9.9 | INELIGIBLE | 0 | 0 | 0 | 0 | 0 | 0
42TSC125-1 & 38TSC125-1 | Carrier | Non Ducted | Single Split System | 12.5 | 14.1 | INELIGIBLE | 0 | 0 | 0 | 0 | 0 | 0
42TSC135-1 & 38TSC135-1 | Carrier | Non Ducted | Single Split System | 13.5 | 14.6 | INELIGIBLE | 0 | 0 | 0 | 0 | 0 | 0
38QHB050N8-1/42QHB050N8-1 | Carrier | Non Ducted | Single Split System | 5.05 | 5.35 | ELIGIBLE | 31 | 206 | 964.06 | 35 | 293 | 1167
38SHDS070/42SHDS070 | Carrier | Ducted | Single Split System | 6.8 | 6.9 | INELIGIBLE | 0 | 0 | 0 | 0 | 0 | 0
38SHDS100/42SHDS100 | Carrier | Ducted | Single Split System | 9.45 | 9.87 | INELIGIBLE | 0 | 0 | 0 | 0 | 0 | 0
38QSM060D8S/42QSM060D8S | Carrier | Ducted | Single Split System | 5.83 | 6.47 | ELIGIBLE | 37 | 78 | 932.42 | 43 | 191 | 1214.08
38QSM070D8S/42QSM070D8S | Carrier | Ducted | Single Split System | 7.08 | 7.08 | ELIGIBLE | 40 | 47 | 959.5 | 47 | 184 | 1294.82
38QSM080D8S/42QSM080D8S | Carrier | Ducted | Single Split System | 7.85 | 8.25 | ELIGIBLE | 44 | 18 | 1011.64 | 52 | 170 | 1388.92
38QSM090D8S/42QSM090D8S | Carrier | Ducted | Single Split System | 8.7 | 9.28 | ELIGIBLE | 53 | 87 | 1303.48 | 61 | 256 | 1702.86
38QSM105D8S/42QSM105D8S | Carrier | Ducted | Single Split System | 10.15 | 10.87 | ELIGIBLE | 59 | 24 | 1356.34 | 69 | 221 | 1837.04
38QSH090D8S/42QSH090D8S | Carrier | Ducted | Single Split System | 8.6 | 9.14 | ELIGIBLE | 50 | 125 | 1285.5 | 58 | 292 | 1682.28
38QSH105D8S/42QSH105D8S | Carrier | Ducted | Single Split System | 10.05 | 10.4 | INELIGIBLE | 0 | 0 | 0 | 0 | 0 | 0
38QSH125D8S/42QSH125D8S | Carrier | Ducted | Single Split System | 12 | 12.25 | ELIGIBLE | 70 | 84 | 1681.4 | 81 | 317 | 2231.36
38QSH140D8S/42QSH140D8S | Carrier | Ducted | Single Split System | 13.6 | 14 | ELIGIBLE | 75 | 32 | 1726.1 | 88 | 295 | 2359.98
51QPD12N7S | Carrier | Non Ducted | Portable | 3.517 | 2.93 | INELIGIBLE | 0 | 0 | 0 | 0 | 0 | 0
51QPD12N7S | Carrier | Non Ducted | Portable | 3.517 | 2.93 | INELIGIBLE | 0 | 0 | 0 | 0 | 0 | 0
38QSM053D8S/42QSM053D8S | Carrier | Ducted | Single Split System | 5.28 | 5.65 | ELIGIBLE | 31 | 85 | 806.76 | 36 | 188 | 1052.96
38QSH125D8S-1/42QSH125D8S-1 | Carrier | Ducted | Single Split System | 12.4 | 12.8 | ELIGIBLE | 76 | 185 | 1947.46 | 88 | 425 | 2528.98
38QSH140D8S-1/42QSH140D8S-1 | Carrier | Ducted | Single Split System | 13.6 | 14.3 | ELIGIBLE | 83 | 132 | 2035.78 | 96 | 396 | 2670.96
38QSH170D8S/42QSH170D8S | Carrier | Ducted | Single Split System | 16.2 | 17 | ELIGIBLE | 96 | 126 | 2319.96 | 111 | 440 | 3065.06
38QSM125D8S/42QSM125D8S | Carrier | Ducted | Single Split System | 12.3 | 13 | ELIGIBLE | 79 | 194 | 2026.54 | 91 | 433 | 2606.76
38QSM140D8S/42QSM140D8S | Carrier | Ducted | Single Split System | 13.6 | 14.5 | ELIGIBLE | 85 | 93 | 2030 | 98 | 357 | 2665.18
51QPD12N7S-1 | Carrier | Non Ducted | Portable | 3.341 | 2.931 | INELIGIBLE | 0 | 0 | 0 | 0 | 0 | 0
38QHG020N8/42QHG020N8-1 | Carrier | Non Ducted | Single Split System | 2 | 2.2 | ELIGIBLE | 11 | 54 | 317.26 | 13 | 84 | 401.18
38QHG026N8/42QHG026N8-1 | Carrier | Non Ducted | Single Split System | 2.65 | 2.75 | ELIGIBLE | 15 | 108 | 477.3 | 17 | 149 | 575.52
38QHG035N8/42QHG035N8-1 | Carrier | Non Ducted | Single Split System | 3.5 | 3.75 | ELIGIBLE | 19 | 93 | 547.64 | 21 | 146 | 661.46
38QHG050N8/42QHG050N8-1 | Carrier | Non Ducted | Single Split System | 5 | 5.35 | ELIGIBLE | 28 | 108 | 769.28 | 32 | 194 | 970.92
38QHG060N8/42QHG060N8-1 | Carrier | Non Ducted | Single Split System | 6 | 6.2 | INELIGIBLE | 0 | 0 | 0 | 0 | 0 | 0
38QHG070N8-1/42QHG070N8-1 | Carrier | Non Ducted | Single Split System | 7 | 7.6 | ELIGIBLE | 41 | 97 | 1046.96 | 47 | 218 | 1339.02
38QHG080N8-1/42QHG080N8-1 | Carrier | Non Ducted | Single Split System | 8 | 8.2 | ELIGIBLE | 43 | 75 | 1063.28 | 49 | 213 | 1377.44
38QZY035N8/42QZY035N8 | Carrier | Non Ducted | Single Split System | 3.5 | 4.2 | INELIGIBLE | 0 | 0 | 0 | 0 | 0 | 0
38QZY050N8/42QZY050N8 | Carrier | Non Ducted | Single Split System | 4.9 | 5.3 | ELIGIBLE | 29 | 40 | 703.34 | 33 | 124 | 902.38
38QAG020N8/42QAG020N8 | Carrier | Non Ducted | Single Split System | 2 | 2.2 | ELIGIBLE | 11 | 54 | 317.26 | 13 | 84 | 401.18
38QAG026N8/42QAG026N8 | Carrier | Non Ducted | Single Split System | 2.65 | 2.75 | ELIGIBLE | 15 | 108 | 477.3 | 17 | 149 | 575.52
38QAG035N8/42QAG035N8 | Carrier | Non Ducted | Single Split System | 3.5 | 3.75 | ELIGIBLE | 19 | 93 | 547.64 | 21 | 146 | 661.46
38QAG050N8/42QAG050N8 | Carrier | Non Ducted | Single Split System | 5 | 5.35 | ELIGIBLE | 28 | 108 | 769.28 | 32 | 194 | 970.92
38QAG060N8/42QAG060N8 | Carrier | Non Ducted | Single Split System | 6 | 6.2 | INELIGIBLE | 0 | 0 | 0 | 0 | 0 | 0
38QAG070N8/42QAG070N8 | Carrier | Non Ducted | Single Split System | 7 | 7.6 | ELIGIBLE | 41 | 97 | 1046.96 | 47 | 218 | 1339.02
38QAG080N8/42QAG080N8 | Carrier | Non Ducted | Single Split System | 8 | 8.2 | ELIGIBLE | 43 | 75 | 1063.28 | 49 | 213 | 1377.44
38QRG020N8/42QRG020N8 | Carrier | Non Ducted | Single Split System | 2 | 2.2 | ELIGIBLE | 11 | 54 | 317.26 | 13 | 84 | 401.18
38QRG026N8/42QRG026N8 | Carrier | Non Ducted | Single Split System | 2.65 | 2.75 | ELIGIBLE | 15 | 108 | 477.3 | 17 | 149 | 575.52
38QRG035N8/42QRG035N8 | Carrier | Non Ducted | Single Split System | 3.5 | 3.75 | ELIGIBLE | 19 | 93 | 547.64 | 21 | 146 | 661.46
38QRG050N8/42QRG050N8 | Carrier | Non Ducted | Single Split System | 5 | 5.35 | ELIGIBLE | 28 | 108 | 769.28 | 32 | 194 | 970.92
38QRG060N8/42QRG060N8 | Carrier | Non Ducted | Single Split System | 6 | 6.2 | INELIGIBLE | 0 | 0 | 0 | 0 | 0 | 0
38QRG070N8/42QRG070N8 | Carrier | Non Ducted | Single Split System | 7 | 7.6 | ELIGIBLE | 41 | 97 | 1046.96 | 47 | 218 | 1339.02
38QRG080N8/42QRG080N8 | Carrier | Non Ducted | Single Split System | 8 | 8.2 | ELIGIBLE | 43 | 75 | 1063.28 | 49 | 213 | 1377.44
38QSH170D8S / 42QSH170D8S | Carrier | Ducted | Single Split System | 17 | 17 | ELIGIBLE | 96 | 260 | 2494.16 | 112 | 589 | 3281.22
38QHB090N8-1/42QHB090N8-1 | Carrier | Non Ducted | Single Split System | 9.1 | 10.1 | INELIGIBLE | 0 | 0 | 0 | 0 | 0 | 0
38QSP070N8/42QSP070N8 | Carrier | Ducted | Single Split System | 7.3 | 7.5 | ELIGIBLE | 46 | 121 | 1190.46 | 52 | 262 | 1508.52
38QSP090N8/42QSP090N8 | Carrier | Ducted | Single Split System | 9 | 10.5 | ELIGIBLE | 63 | 164 | 1628.18 | 72 | 338 | 2056.52
38QSP105N8/42QSP105N8 | Carrier | Ducted | Single Split System | 10.2 | 12 | ELIGIBLE | 67 | 134 | 1679.02 | 78 | 332 | 2183.48
38QSV105N8/42QSV105N8H | Carrier | Ducted | Single Split System | 10.5 | 12.5 | ELIGIBLE | 72 | 135 | 1792.62 | 83 | 339 | 2304.88
38QSV170N8/42QSV170N8S | Carrier | Ducted | Single Split System | 17 | 18 | ELIGIBLE | 102 | 215 | 2570.42 | 118 | 544 | 3357.48
38QSV125N8E/42QSV125N8H | Carrier | Ducted | Single Split System | 12.5 | 14.5 | ELIGIBLE | 87 | 247 | 2275.12 | 100 | 490 | 2883
38QSV140N8E/42QSV140N8H | Carrier | Ducted | Single Split System | 14 | 15.5 | ELIGIBLE | 93 | 216 | 2369.58 | 107 | 487 | 3036.32
38QSV140N8E/42QSV140N8S | Carrier | Ducted | Single Split System | 14 | 17 | ELIGIBLE | 100 | 345 | 2694.5 | 115 | 616 | 3383.7
38QAF020N8/42QAF020N8 | Carrier | Non Ducted | Single Split System | 2.05 | 2.37 | ELIGIBLE | 12 | 66 | 355.32 | 14 | 97 | 440.54
38QAF026N8/42QAF026N8 | Carrier | Non Ducted | Single Split System | 2.5 | 2.795 | ELIGIBLE | 14 | 80 | 418.44 | 16 | 118 | 512.76
38QAF035N8/42QAF035N8 | Carrier | Non Ducted | Single Split System | 3.5 | 4 | ELIGIBLE | 19 | 59 | 503.44 | 22 | 112 | 639.72
38QAF050N8/42QAF050N8 | Carrier | Non Ducted | Single Split System | 5 | 5.54 | ELIGIBLE | 30 | 120 | 829.8 | 34 | 206 | 1031.44
38QAF060N8/42QAF060N8 | Carrier | Non Ducted | Single Split System | 6 | 6.5 | INELIGIBLE | 0 | 0 | 0 | 0 | 0 | 0
38QAF070N8/42QAF070N8 | Carrier | Non Ducted | Single Split System | 7 | 7.5 | ELIGIBLE | 40 | 91 | 1016.7 | 46 | 212 | 1308.76
38QAF080N8/42QAF080N8 | Carrier | Non Ducted | Single Split System | 7.65 | 8.2 | ELIGIBLE | 42 | 57 | 1017.42 | 49 | 188 | 1344.94
38QAF090N8/42QAF090N8 | Carrier | Non Ducted | Single Split System | 9 | 9.5 | ELIGIBLE | 50 | 117 | 1275.1 | 57 | 272 | 1633.82
38QRF020N8/42QRF020N8 | Carrier | Non Ducted | Single Split System | 2.05 | 2.37 | ELIGIBLE | 12 | 66 | 355.32 | 14 | 97 | 440.54
38QRF026N8/42QRF026N8 | Carrier | Non Ducted | Single Split System | 2.5 | 2.795 | ELIGIBLE | 14 | 80 | 418.44 | 16 | 118 | 512.76
38QRF035N8/42QRF035N8 | Carrier | Non Ducted | Single Split System | 3.5 | 4 | ELIGIBLE | 19 | 59 | 503.44 | 22 | 112 | 639.72
38QRF050N8/42QRF050N8 | Carrier | Non Ducted | Single Split System | 5 | 5.54 | ELIGIBLE | 30 | 120 | 829.8 | 34 | 206 | 1031.44
38QRF060N8/42QRF060N8 | Carrier | Non Ducted | Single Split System | 6 | 6.5 | INELIGIBLE | 0 | 0 | 0 | 0 | 0 | 0
38QRF080N8/42QRF080N8 | Carrier | Non Ducted | Single Split System | 7.65 | 8.2 | ELIGIBLE | 42 | 57 | 1017.42 | 49 | 188 | 1344.94
38QRF090N8/42QRF090N8 | Carrier | Non Ducted | Single Split System | 9 | 9.5 | ELIGIBLE | 50 | 117 | 1275.1 | 57 | 272 | 1633.82
38QRF070N8/42QRF070N8 | Carrier | Non Ducted | Single Split System | 7 | 7.5 | ELIGIBLE | 40 | 91 | 1016.7 | 46 | 212 | 1308.76
YPF5-10H | carson | Non Ducted | Portable | 2.93 | 2.93 | INELIGIBLE | 0 | 0 | 0 | 0 | 0 | 0
OL-BKYR47-A012D | carson | Non Ducted | Portable | 4.689 | 3.283 | INELIGIBLE | 0 | 0 | 0 | 0 | 0 | 0
CPAC1609-H | CLICK | Non Ducted | Portable | 2.64 | 2.05 | INELIGIBLE | 0 | 0 | 0 | 0 | 0 | 0
RPA-C020 | Coates | Ducted | Packaged | 20.96 | 23.39 | INELIGIBLE | 0 | 0 | 0 | 0 | 0 | 0
CASG-XG20/CASN-XG20 | COMFEE | Non Ducted | Single Split System | 2 | 2.2 | ELIGIBLE | 11 | 65 | 331.56 | 13 | 95 | 415.48
CASG-XG25/CASN-XG25 | COMFEE | Non Ducted | Single Split System | 2.7 | 2.8 | ELIGIBLE | 14 | 82 | 421.04 | 16 | 123 | 519.26
CASG-XG35/CASN-XG35 | COMFEE | Non Ducted | Single Split System | 3.5 | 3.75 | ELIGIBLE | 19 | 93 | 547.64 | 22 | 146 | 683.92
CASG-XG50/CASN-XG50 | COMFEE | Non Ducted | Single Split System | 4.95 | 5.5 | ELIGIBLE | 29 | 144 | 838.54 | 34 | 229 | 1061.34
CASG-XG60/CASN-XG60 | COMFEE | Non Ducted | Single Split System | 6.1 | 6.4 | ELIGIBLE | 33 | 80 | 845.18 | 38 | 186 | 1095.28
CASG-XG70/CASN-XG70 | COMFEE | Non Ducted | Single Split System | 7 | 7.9 | ELIGIBLE | 43 | 142 | 1150.38 | 49 | 262 | 1441.14
CASG-XG80/CASN-XG80 | COMFEE | Non Ducted | Single Split System | 7.9 | 8.2 | ELIGIBLE | 43 | 142 | 1150.38 | 50 | 278 | 1484.4
CASG-XG51/CASN-XG51 | COMFEE | Non Ducted | Single Split System | 4.95 | 5.5 | ELIGIBLE | 29 | 144 | 838.54 | 34 | 229 | 1061.34
CASG-XG20B/CASN-XG20B | COMFEE | Non Ducted | Single Split System | 2.05 | 2.37 | ELIGIBLE | 12 | 66 | 355.32 | 14 | 97 | 440.54
CASG-XG26B/CASN-XG26B | COMFEE | Non Ducted | Single Split System | 2.5 | 2.795 | ELIGIBLE | 14 | 80 | 418.44 | 16 | 118 | 512.76
CASG-XG35B/CASN-XG35B | COMFEE | Non Ducted | Single Split System | 3.5 | 4 | ELIGIBLE | 19 | 59 | 503.44 | 22 | 112 | 639.72
CASG-XG50B/CASN-XG50B | COMFEE | Non Ducted | Single Split System | 5 | 5.54 | ELIGIBLE | 30 | 120 | 829.8 | 34 | 206 | 1031.44
CASG-XG60B/CASN-XG60B | COMFEE | Non Ducted | Single Split System | 6 | 6.5 | INELIGIBLE | 0 | 0 | 0 | 0 | 0 | 0
CASG-XG70B/CASN-XG70B | COMFEE | Non Ducted | Single Split System | 7 | 7.5 | ELIGIBLE | 40 | 91 | 1016.7 | 46 | 212 | 1308.76
CASG-XG80B/CASN-XG80B | COMFEE | Non Ducted | Single Split System | 7.65 | 8.2 | ELIGIBLE | 42 | 57 | 1017.42 | 49 | 188 | 1344.94
A007H-09CH | Craig&Russell | Non Ducted | Portable | 2.6 | 1.9 | INELIGIBLE | 0 | 0 | 0 | 0 | 0 | 0
FDMA71AV1A / RZAV71CV1 | Daikin | Ducted | Single Split System | 7.1 | 8 | INELIGIBLE | 0 | 0 | 0 | 0 | 0 | 0
FDMA85AV1A / RZAV85CV1 | Daikin | Ducted | Single Split System | 8.5 | 10 | ELIGIBLE | 54 | 255 | 1544.34 | 63 | 419 | 1959.68
FDMA100AV1A / RZAV100CV1 | Daikin | Ducted | Single Split System | 10 | 11.2 | ELIGIBLE | 62 | 242 | 1707.12 | 72 | 436 | 2183.92
FDMA125AV1A / RZAV125CV1 | Daikin | Ducted | Single Split System | 12.5 | 14 | INELIGIBLE | 0 | 0 | 0 | 0 | 0 | 0
FDMA140AV1A / RZAV140CV1 | Daikin | Ducted | Single Split System | 14 | 16 | ELIGIBLE | 72 | 26 | 1650.92 | 86 | 298 | 2318.96
FDMA100AV1A / RZAV100CY1 | Daikin | Ducted | Single Split System | 10 | 11.2 | ELIGIBLE | 62 | 242 | 1707.12 | 72 | 436 | 2183.92
FDMA125AV1A / RZAV125CY1 | Daikin | Ducted | Single Split System | 12.5 | 14 | INELIGIBLE | 0 | 0 | 0 | 0 | 0 | 0
FDMA140AV1A / RZAV140CY1 | Daikin | Ducted | Single Split System | 14 | 16 | ELIGIBLE | 72 | 26 | 1650.92 | 86 | 298 | 2318.96
DRXF25TVMA / DTXF25TVMA | DAIKIN | Non Ducted | Single Split System | 2.5 | 3 | INELIGIBLE | 0 | 0 | 0 | 0 | 0 | 0
DRXF35TVMA / DTXF35TVMA | DAIKIN | Non Ducted | Single Split System | 3.5 | 3.7 | INELIGIBLE | 0 | 0 | 0 | 0 | 0 | 0
DRXF50TVMA / DTXF50TVMA | DAIKIN | Non Ducted | Single Split System | 5 | 5.2 | INELIGIBLE | 0 | 0 | 0 | 0 | 0 | 0
DRXF60TVMA / DTXF60TVMA | DAIKIN | Non Ducted | Single Split System | 6 | 6.5 | INELIGIBLE | 0 | 0 | 0 | 0 | 0 | 0
DRXF71TVMA / DTXF71TVMA | DAIKIN | Non Ducted | Single Split System | 7.1 | 8 | INELIGIBLE | 0 | 0 | 0 | 0 | 0 | 0
FVXG25K2V1B / RXG25L2V1B | Daikin | Non Ducted | Single Split System | 2.5 | 3.4 | ELIGIBLE | 14 | 80 | 418.44 | 16 | 118 | 512.76
FVXG35K2V1B / RXG35L2V1B | Daikin | Non Ducted | Single Split System | 3.5 | 4.5 | INELIGIBLE | 0 | 0 | 0 | 0 | 0 | 0
FVXG50K2V1B / RXG50L2V1B | Daikin | Non Ducted | Single Split System | 4.8 | 5.8 | INELIGIBLE | 0 | 0 | 0 | 0 | 0 | 0
FTXJ25PVMAW / RXJ25PVMA | Daikin | Non Ducted | Single Split System | 2.5 | 3.2 | ELIGIBLE | 13 | 80 | 395.98 | 16 | 118 | 512.76
FTXJ25PVMAS / RXJ25PVMA | Daikin | Non Ducted | Single Split System | 2.5 | 3.2 | ELIGIBLE | 13 | 80 | 395.98 | 16 | 118 | 512.76
FTXJ25P**** / RXJ25P*** | Daikin | Non Ducted | Single Split System | 2.5 | 3.2 | ELIGIBLE | 13 | 80 | 395.98 | 16 | 118 | 512.76
FTXJ35PVMAW / RxJ35PVMA | Daikin | Non Ducted | Single Split System | 3.5 | 4 | INELIGIBLE | 0 | 0 | 0 | 0 | 0 | 0
FTXJ35PVMAS / RxJ35PVMA | Daikin | Non Ducted | Single Split System | 3.5 | 4 | INELIGIBLE | 0 | 0 | 0 | 0 | 0 | 0
FTXJ35P**** / RXJ35P*** | Daikin | Non Ducted | Single Split System | 3.5 | 4 | INELIGIBLE | 0 | 0 | 0 | 0 | 0 | 0
FTXJ50PVMAW / RXJ50PVMA | Daikin | Non Ducted | Single Split System | 5 | 5.8 | INELIGIBLE | 0 | 0 | 0 | 0 | 0 | 0
FTXJ50PVMAS / RXJ50PVMA | Daikin | Non Ducted | Single Split System | 5 | 5.8 | INELIGIBLE | 0 | 0 | 0 | 0 | 0 | 0
FTXJ50P**** / RXJ50P*** | Daikin | Non Ducted | Single Split System | 5 | 5.8 | INELIGIBLE | 0 | 0 | 0 | 0 | 0 | 0
FDYQN160LAV1 / RZQ160LV1 | Daikin | Ducted | Single Split System | 15.5 | 18 | INELIGIBLE | 0 | 0 | 0 | 0 | 0 | 0
FDYQ60DV1 / RZQS60AV1 | Daikin | Ducted | Single Split System | 6 | 7 | INELIGIBLE | 0 | 0 | 0 | 0 | 0 | 0
RZAV60CV1 / FCA60CAVMA | DAIKIN | Non Ducted | Single Split System | 6 | 7.1 | ELIGIBLE | 42 | 242 | 1257.92 | 48 | 346 | 1527.88
RZAV71CV1 / FCA71CAVMA | DAIKIN | Non Ducted | Single Split System | 7.1 | 8 | INELIGIBLE | 0 | 0 | 0 | 0 | 0 | 0
RZAV85CV1 / FCA85CVMA | DAIKIN | Non Ducted | Single Split System | 8.5 | 10 | ELIGIBLE | 57 | 358 | 1745.62 | 65 | 505 | 2116.4
RZAV100CV1 / FCA100CVMA | DAIKIN | Non Ducted | Single Split System | 10 | 11.2 | ELIGIBLE | 70 | 474 | 2188.4 | 80 | 667 | 2663.9
RZAV125CV1 / FCA125CVMA | DAIKIN | Non Ducted | Single Split System | 12.5 | 14 | ELIGIBLE | 83 | 438 | 2433.58 | 96 | 680 | 3040.16
RZAV140CV1 / FCA140CVMA | DAIKIN | Non Ducted | Single Split System | 14 | 16 | ELIGIBLE | 87 | 457 | 2548.12 | 101 | 728 | 3214.86
RZAV71CY1 / FCA71CAVMA | DAIKIN | Non Ducted | Single Split System | 7.1 | 8 | INELIGIBLE | 0 | 0 | 0 | 0 | 0 | 0
RZAV85CY1 / FCA85CVMA | DAIKIN | Non Ducted | Single Split System | 8.5 | 10 | ELIGIBLE | 57 | 358 | 1745.62 | 65 | 505 | 2116.4
RZAV100CY1 / FCA100CVMA | DAIKIN | Non Ducted | Single Split System | 10 | 11.2 | ELIGIBLE | 70 | 474 | 2188.4 | 80 | 667 | 2663.9
RZAV125CY1 / FCA125CVMA | DAIKIN | Non Ducted | Single Split System | 12.5 | 14 | ELIGIBLE | 83 | 438 | 2433.58 | 96 | 680 | 3040.16
RZAV140CY1 / FCA140CVMA | DAIKIN | Non Ducted | Single Split System | 14 | 16 | ELIGIBLE | 87 | 457 | 2548.12 | 101 | 728 | 3214.86
RZAC71CV1 / FCA71CAVMA | DAIKIN | Non Ducted | Single Split System | 7.1 | 8 | INELIGIBLE | 0 | 0 | 0 | 0 | 0 | 0
RZAC85CV1 / FCA85CVMA | DAIKIN | Non Ducted | Single Split System | 8.5 | 10 | INELIGIBLE | 0 | 0 | 0 | 0 | 0 | 0
RZAC100CV1 / FCA100CVMA | DAIKIN | Non Ducted | Single Split System | 10 | 11.2 | ELIGIBLE | 62 | 311 | 1796.82 | 72 | 505 | 2273.62
RZAC125CV1 / FCA125CVMA | DAIKIN | Non Ducted | Single Split System | 12.5 | 14 | ELIGIBLE | 79 | 281 | 2139.64 | 91 | 523 | 2723.76
RZAC140CV1 / FCA140CVMA | DAIKIN | Non Ducted | Single Split System | 14 | 16 | ELIGIBLE | 86 | 188 | 2175.96 | 100 | 459 | 2842.7
RZAC85CY1 / FCA85CVMA | DAIKIN | Non Ducted | Single Split System | 8.5 | 10 | INELIGIBLE | 0 | 0 | 0 | 0 | 0 | 0
RZAC100CY1 / FCA100CVMA | DAIKIN | Non Ducted | Single Split System | 10 | 11.2 | ELIGIBLE | 62 | 311 | 1796.82 | 72 | 505 | 2273.62
RZAC125CY1 / FCA125CVMA | DAIKIN | Non Ducted | Single Split System | 12.5 | 14 | ELIGIBLE | 79 | 281 | 2139.64 | 91 | 523 | 2723.76
RZAC140CY1 / FCA140CVMA | DAIKIN | Non Ducted | Single Split System | 14 | 16 | ELIGIBLE | 86 | 188 | 2175.96 | 100 | 459 | 2842.7
RZAV50CV1 / FBA50BAVMA | DAIKIN | Ducted | Single Split System | 5 | 6 | INELIGIBLE | 0 | 0 | 0 | 0 | 0 | 0
RZAV60CV1 / FBA60BAVMA | DAIKIN | Ducted | Single Split System | 6 | 7.1 | INELIGIBLE | 0 | 0 | 0 | 0 | 0 | 0
RZAV71CV1 / FBA71BVMA | DAIKIN | Ducted | Single Split System | 7.1 | 8 | INELIGIBLE | 0 | 0 | 0 | 0 | 0 | 0
RZAV85CV1 / FBA85BVMA | DAIKIN | Ducted | Single Split System | 8.5 | 10 | ELIGIBLE | 56 | 247 | 1578.86 | 65 | 412 | 1995.5
RZAV100CV1 / FBA100BVMA | DAIKIN | Ducted | Single Split System | 10 | 11.2 | ELIGIBLE | 65 | 283 | 1827.8 | 75 | 477 | 2304.6
RZAV125CV1 / FBA125BVMA | DAIKIN | Ducted | Single Split System | 12.5 | 14 | ELIGIBLE | 79 | 197 | 2030.44 | 91 | 439 | 2614.56
RZAV140CV1 / FBA140BVMA | DAIKIN | Ducted | Single Split System | 14 | 16 | ELIGIBLE | 82 | 244 | 2158.92 | 96 | 515 | 2825.66
RZAV71CY1 / FBA71BVMA | DAIKIN | Ducted | Single Split System | 7.1 | 8 | INELIGIBLE | 0 | 0 | 0 | 0 | 0 | 0
RZAV85CY1 / FBA85BVMA | DAIKIN | Ducted | Single Split System | 8.5 | 10 | ELIGIBLE | 56 | 247 | 1578.86 | 65 | 412 | 1995.5
RZAV100CY1 / FBA100BVMA | DAIKIN | Ducted | Single Split System | 10 | 11.2 | ELIGIBLE | 65 | 283 | 1827.8 | 75 | 477 | 2304.6
RZAV125CY1 / FBA125BVMA | DAIKIN | Ducted | Single Split System | 12.5 | 14 | ELIGIBLE | 79 | 197 | 2030.44 | 91 | 439 | 2614.56
RZAV140CY1 / FBA140BVMA | DAIKIN | Ducted | Single Split System | 14 | 16 | ELIGIBLE | 82 | 244 | 2158.92 | 96 | 515 | 2825.66
RZAC71CV1 / FBA71BVMA | DAIKIN | Ducted | Single Split System | 7.1 | 8 | INELIGIBLE | 0 | 0 | 0 | 0 | 0 | 0
RZAC85CV1 / FBA85BVMA | DAIKIN | Ducted | Single Split System | 8.5 | 10 | INELIGIBLE | 0 | 0 | 0 | 0 | 0 | 0
RZAC85CY1 / FBA85BVMA | DAIKIN | Ducted | Single Split System | 8.5 | 10 | INELIGIBLE | 0 | 0 | 0 | 0 | 0 | 0
RZAV50CV1 / FHA50BAVMA | DAIKIN | Non Ducted | Single Split System | 5 | 6 | INELIGIBLE | 0 | 0 | 0 | 0 | 0 | 0
RZAV60CV1 / FHA60BAVMA | DAIKIN | Non Ducted | Single Split System | 6 | 7.1 | INELIGIBLE | 0 | 0 | 0 | 0 | 0 | 0
RZAV71CV1 / FHA71BVMA | DAIKIN | Non Ducted | Single Split System | 7.1 | 8 | INELIGIBLE | 0 | 0 | 0 | 0 | 0 | 0
RZAV85CV1 / FHA85BVMA | DAIKIN | Non Ducted | Single Split System | 8.5 | 10 | INELIGIBLE | 0 | 0 | 0 | 0 | 0 | 0
RZAV100CV1 / FHA100BVMA | DAIKIN | Non Ducted | Single Split System | 10 | 11.2 | ELIGIBLE | 64 | 249 | 1761.14 | 74 | 443 | 2237.94
RZAV125CV1 / FHA125BVMA | DAIKIN | Non Ducted | Single Split System | 12.5 | 14 | ELIGIBLE | 75 | 214 | 1962.7 | 88 | 456 | 2569.28
RZAV71CY1 / FHA71BVMA | DAIKIN | Non Ducted | Single Split System | 7.1 | 8 | INELIGIBLE | 0 | 0 | 0 | 0 | 0 | 0
RZAV85CY1 / FHA85BVMA | DAIKIN | Non Ducted | Single Split System | 8.5 | 10 | INELIGIBLE | 0 | 0 | 0 | 0 | 0 | 0
RZAV100CY1 / FHA100BVMA | DAIKIN | Non Ducted | Single Split System | 10 | 11.2 | ELIGIBLE | 64 | 249 | 1761.14 | 74 | 443 | 2237.94
RZAV125CY1 / FHA125BVMA | DAIKIN | Non Ducted | Single Split System | 12.5 | 14 | ELIGIBLE | 75 | 214 | 1962.7 | 88 | 456 | 2569.28
RZAV140CY1 / FHA140BVMA | DAIKIN | Non Ducted | Single Split System | 14 | 16 | ELIGIBLE | 81 | 216 | 2100.06 | 95 | 487 | 2766.8
RXC50AV1A / FTXC50AV1A | DAIKIN | Non Ducted | Single Split System | 5 | 6 | INELIGIBLE | 0 | 0 | 0 | 0 | 0 | 0
RXC60AV1A / FTXC60AV1A | DAIKIN | Non Ducted | Single Split System | 6 | 7.1 | INELIGIBLE | 0 | 0 | 0 | 0 | 0 | 0
RXC71AV1A / FTXC71AV1A | DAIKIN | Non Ducted | Single Split System | 7.1 | 8 | INELIGIBLE | 0 | 0 | 0 | 0 | 0 | 0
RXC85AV1A / FTXC85AV1A | DAIKIN | Non Ducted | Single Split System | 8.5 | 10 | INELIGIBLE | 0 | 0 | 0 | 0 | 0 | 0
RXC100AV1A / FTXC100AV1A | DAIKIN | Non Ducted | Single Split System | 10 | 11.2 | INELIGIBLE | 0 | 0 | 0 | 0 | 0 | 0
RZAV50CV1 / FAA50BAVMA | DAIKIN | Non Ducted | Single Split System | 5 | 6 | INELIGIBLE | 0 | 0 | 0 | 0 | 0 | 0
RZAV60CV1 / FAA60BAVMA | DAIKIN | Non Ducted | Single Split System | 6 | 7.1 | INELIGIBLE | 0 | 0 | 0 | 0 | 0 | 0
RZAV71CV1 / FAA71BVMA | DAIKIN | Non Ducted | Single Split System | 7.1 | 8 | INELIGIBLE | 0 | 0 | 0 | 0 | 0 | 0
RZAV85CV1 / FAA85BVMA | DAIKIN | Non Ducted | Single Split System | 8.5 | 10 | INELIGIBLE | 0 | 0 | 0 | 0 | 0 | 0
RZAV100CV1 / FAA100BVMA | DAIKIN | Non Ducted | Single Split System | 10 | 11.2 | INELIGIBLE | 0 | 0 | 0 | 0 | 0 | 0
RZAV71CY1 / FAA71BVMA | DAIKIN | Non Ducted | Single Split System | 7.1 | 8 | INELIGIBLE | 0 | 0 | 0 | 0 | 0 | 0
RZAV85CY1 / FAA85BVMA | DAIKIN | Non Ducted | Single Split System | 8.5 | 10 | INELIGIBLE | 0 | 0 | 0 | 0 | 0 | 0
RZAV100CY1 / FAA100BVMA | DAIKIN | Non Ducted | Single Split System | 10 | 11.2 | INELIGIBLE | 0 | 0 | 0 | 0 | 0 | 0
FVXM25A2V1B / RXM25R5V1B | Daikin | Non Ducted | Single Split System | 2.4 | 3.4 | ELIGIBLE | 14 | 66 | 400.24 | 16 | 103 | 493.26
FVXM35A2V1B / RXM35R5V1B | Daikin | Non Ducted | Single Split System | 3.4 | 4.5 | INELIGIBLE | 0 | 0 | 0 | 0 | 0 | 0
FVXM50A2V1B / RXM50R2V1B | Daikin | Non Ducted | Single Split System | 5 | 5.8 | INELIGIBLE | 0 | 0 | 0 | 0 | 0 | 0
RZAV140CV1 / FHA140BVMA | DAIKIN | Non Ducted | Single Split System | 14 | 16 | ELIGIBLE | 81 | 216 | 2100.06 | 95 | 487 | 2766.8
RZAV50CV1 / FCA50CAVMA | DAIKIN | Non Ducted | Single Split System | 5 | 6 | INELIGIBLE | 0 | 0 | 0 | 0 | 0 | 0
RXM20UVMZ / FTXM20UVMZ | Daikin | Non Ducted | Single Split System | 2 | 2.8 | ELIGIBLE | 13 | 82 | 398.58 | 15 | 112 | 482.5
RXM85PAVMA / FTXM85PAVMA | DAIKIN | Non Ducted | Single Split System | 8.5 | 9 | INELIGIBLE | 0 | 0 | 0 | 0 | 0 | 0
RXM95PAVMA / FTXM95PAVMA | DAIKIN | Non Ducted | Single Split System | 9.4 | 10.3 | INELIGIBLE | 0 | 0 | 0 | 0 | 0 | 0
RXV85LVMA / FTXV85LVMA | DAIKIN | Non Ducted | Single Split System | 8.5 | 9 | INELIGIBLE | 0 | 0 | 0 | 0 | 0 | 0
RXV95LVMA / FTXV95LVMA | DAIKIN | Non Ducted | Single Split System | 9.4 | 10.3 | INELIGIBLE | 0 | 0 | 0 | 0 | 0 | 0
RXM25UVMZ / FTXM25UVMZ | Daikin | Non Ducted | Single Split System | 2.5 | 3.3 | ELIGIBLE | 16 | 108 | 499.76 | 18 | 146 | 594.08
RXM35UVMZ / FTXM35UVMZ | Daikin | Non Ducted | Single Split System | 3.5 | 4 | ELIGIBLE | 19 | 82 | 533.34 | 22 | 135 | 669.62
RXM46UVMZ / FTXM46UVMZ | Daikin | Non Ducted | Single Split System | 4.6 | 5.4 | ELIGIBLE | 29 | 128 | 817.74 | 33 | 207 | 1010.28
RXM50UVMZ / FTXM50UVMZ | Daikin | Non Ducted | Single Split System | 5 | 6.1 | ELIGIBLE | 36 | 231 | 1108.86 | 41 | 317 | 1332.96
RXM60UVMZ / FTXM60UVMZ | Daikin | Non Ducted | Single Split System | 6 | 7.3 | ELIGIBLE | 41 | 192 | 1170.46 | 47 | 295 | 1439.12
RXM71UVMZ / FTXM71UVMZ | Daikin | Non Ducted | Single Split System | 7.1 | 8.1 | ELIGIBLE | 44 | 154 | 1188.44 | 50 | 276 | 1481.8
RXJ25TVMA / FTXJ25TVMA* | DAIKIN | Non Ducted | Single Split System | 2.5 | 3.2 | INELIGIBLE | 0 | 0 | 0 | 0 | 0 | 0
RXJ25TVMA / FTXJ25TVMAW | DAIKIN | Non Ducted | Single Split System | 2.5 | 3.2 | INELIGIBLE | 0 | 0 | 0 | 0 | 0 | 0
RXJ25TVMA / FTXJ25TVMAK | DAIKIN | Non Ducted | Single Split System | 2.5 | 3.2 | INELIGIBLE | 0 | 0 | 0 | 0 | 0 | 0
RXJ35TVMA / FTXJ35TVMAK | DAIKIN | Non Ducted | Single Split System | 3.5 | 3.7 | INELIGIBLE | 0 | 0 | 0 | 0 | 0 | 0
RXJ35TVMA / FTXJ35TVMA* | DAIKIN | Non Ducted | Single Split System | 3.5 | 3.7 | INELIGIBLE | 0 | 0 | 0 | 0 | 0 | 0
RXJ35TVMA / FTXJ35TVMAW | DAIKIN | Non Ducted | Single Split System | 3.5 | 3.7 | INELIGIBLE | 0 | 0 | 0 | 0 | 0 | 0
RXJ50TVMA / FTXJ50TVMA* | DAIKIN | Non Ducted | Single Split System | 5 | 6 | INELIGIBLE | 0 | 0 | 0 | 0 | 0 | 0
RXJ50TVMA / FTXJ50TVMAW | DAIKIN | Non Ducted | Single Split System | 5 | 6 | INELIGIBLE | 0 | 0 | 0 | 0 | 0 | 0
RXJ50TVMA / FTXJ50TVMAK | DAIKIN | Non Ducted | Single Split System | 5 | 6 | INELIGIBLE | 0 | 0 | 0 | 0 | 0 | 0
RXJ60TVMA / FTXJ60TVMA* | DAIKIN | Non Ducted | Single Split System | 6 | 7.2 | INELIGIBLE | 0 | 0 | 0 | 0 | 0 | 0
RXJ60TVMA / FTXJ60TVMAW | DAIKIN | Non Ducted | Single Split System | 6 | 7.2 | INELIGIBLE | 0 | 0 | 0 | 0 | 0 | 0
RXJ60TVMA / FTXJ60TVMAK | DAIKIN | Non Ducted | Single Split System | 6 | 7.2 | INELIGIBLE | 0 | 0 | 0 | 0 | 0 | 0
RXV20WVMA / FTXV20WVMA | DAIKIN | Non Ducted | Single Split System | 2 | 2.7 | ELIGIBLE | 13 | 82 | 398.58 | 15 | 112 | 482.5
RXV35WVMA / FTXV35WVMA | DAIKIN | Non Ducted | Single Split System | 3.5 | 3.7 | ELIGIBLE | 18 | 82 | 510.88 | 20 | 135 | 624.7
RXV46WVMA / FTXV46WVMA | DAIKIN | Non Ducted | Single Split System | 4.6 | 4.7 | ELIGIBLE | 27 | 128 | 772.82 | 30 | 207 | 942.9
RXV50WVMA / FTXV50WVMA | DAIKIN | Non Ducted | Single Split System | 5 | 6 | ELIGIBLE | 35 | 231 | 1086.4 | 40 | 317 | 1310.5
RXV60WVMA / FTXV60WVMA | DAIKIN | Non Ducted | Single Split System | 6 | 7.2 | ELIGIBLE | 41 | 192 | 1170.46 | 46 | 295 | 1416.66
RXV71WVMA / FTXV71WVMA | DAIKIN | Non Ducted | Single Split System | 7.1 | 8 | ELIGIBLE | 44 | 154 | 1188.44 | 50 | 276 | 1481.8
RXM20WVMA / FTXM20WVMA | DAIKIN | Non Ducted | Single Split System | 2.2 | 2.7 | ELIGIBLE | 14 | 104 | 449.64 | 16 | 137 | 537.46
RXM25WVMA / FTXM25WVMA | DAIKIN | Non Ducted | Single Split System | 2.5 | 3.2 | ELIGIBLE | 17 | 122 | 540.42 | 19 | 160 | 634.74
RXM35WVMA / FTXM35WVMA | DAIKIN | Non Ducted | Single Split System | 3.5 | 3.7 | ELIGIBLE | 19 | 87 | 539.84 | 22 | 140 | 676.12
RXM46WVMA / FTXM46WVMA | DAIKIN | Non Ducted | Single Split System | 4.6 | 4.7 | ELIGIBLE | 29 | 147 | 842.44 | 33 | 227 | 1036.28
RXM50WVMA / FTXM50WVMA | DAIKIN | Non Ducted | Single Split System | 5 | 6 | ELIGIBLE | 38 | 237 | 1161.58 | 42 | 323 | 1363.22
RXM60WVMA / FTXM60WVMA | DAIKIN | Non Ducted | Single Split System | 6 | 7.2 | ELIGIBLE | 43 | 214 | 1243.98 | 48 | 318 | 1491.48
RXM71WVMA / FTXM71WVMA | DAIKIN | Non Ducted | Single Split System | 7.1 | 8 | ELIGIBLE | 45 | 114 | 1158.9 | 51 | 237 | 1453.56
RZAV100FV1 / FBA100BVMA | DAIKIN | Ducted | Single Split System | 10 | 12 | ELIGIBLE | 73 | 244 | 1956.78 | 83 | 438 | 2433.58
RZAV100FY1 / FBA100BVMA | DAIKIN | Ducted | Single Split System | 10 | 12 | ELIGIBLE | 73 | 244 | 1956.78 | 83 | 438 | 2433.58
RZAV125FV1 / FBA125BVMA | DAIKIN | Ducted | Single Split System | 12.5 | 15 | ELIGIBLE | 86 | 199 | 2190.26 | 99 | 441 | 2796.84
RZAV125FY1 / FBA125BVMA | DAIKIN | Ducted | Single Split System | 12.5 | 15 | ELIGIBLE | 86 | 199 | 2190.26 | 99 | 441 | 2796.84
RZAV140FV1 / FBA140BVMA | DAIKIN | Ducted | Single Split System | 14 | 16.5 | ELIGIBLE | 92 | 132 | 2237.92 | 107 | 403 | 2927.12
RZAV140FY1 / FBA140BVMA | DAIKIN | Ducted | Single Split System | 14 | 16.5 | ELIGIBLE | 92 | 132 | 2237.92 | 107 | 403 | 2927.12
RZAV100FV1 / FCA100CVMA | DAIKIN | Non Ducted | Single Split System | 10 | 12 | ELIGIBLE | 80 | 477 | 2416.9 | 90 | 670 | 2892.4
RZAV100FY1 / FCA100CVMA | DAIKIN | Non Ducted | Single Split System | 10 | 12 | ELIGIBLE | 80 | 477 | 2416.9 | 90 | 670 | 2892.4
RZAV125FV1 / FCA125CVMA | DAIKIN | Non Ducted | Single Split System | 12.5 | 15 | ELIGIBLE | 94 | 440 | 2683.24 | 108 | 682 | 3312.28
RZAV125FY1 / FCA125CVMA | DAIKIN | Non Ducted | Single Split System | 12.5 | 15 | ELIGIBLE | 94 | 440 | 2683.24 | 108 | 682 | 3312.28
RZAC140FV1 / FCA140CVMA | DAIKIN | Non Ducted | Single Split System | 14 | 16 | ELIGIBLE | 93 | 189 | 2334.48 | 107 | 460 | 3001.22
RZAC140FY1 / FCA140CVMA | DAIKIN | Non Ducted | Single Split System | 14 | 16 | ELIGIBLE | 93 | 189 | 2334.48 | 107 | 460 | 3001.22
RZAV140FV1 / FCA140CVMA | DAIKIN | Non Ducted | Single Split System | 14 | 16.5 | ELIGIBLE | 102 | 455 | 2882.42 | 117 | 726 | 3571.62
RZAV140FY1 / FCA140CVMA | DAIKIN | Non Ducted | Single Split System | 14 | 16.5 | ELIGIBLE | 102 | 455 | 2882.42 | 117 | 726 | 3571.62
RZAV100FV1 / FHA100BVMA | DAIKIN | Non Ducted | Single Split System | 10 | 12 | ELIGIBLE | 72 | 251 | 1943.42 | 82 | 444 | 2418.92
RZAV100FY1 / FHA100BVMA | DAIKIN | Non Ducted | Single Split System | 10 | 12 | ELIGIBLE | 72 | 251 | 1943.42 | 82 | 444 | 2418.92
RZAV125FV1 / FHA125BVMA | DAIKIN | Non Ducted | Single Split System | 12.5 | 15 | ELIGIBLE | 83 | 211 | 2138.48 | 96 | 453 | 2745.06
RZAV125FY1 / FHA125BVMA | DAIKIN | Non Ducted | Single Split System | 12.5 | 15 | ELIGIBLE | 83 | 211 | 2138.48 | 96 | 453 | 2745.06
RZAV140FV1 / FHA140BVMA | DAIKIN | Non Ducted | Single Split System | 14 | 16.5 | ELIGIBLE | 90 | 216 | 2302.2 | 105 | 487 | 2991.4
RZAV140FY1 / FHA140BVMA | DAIKIN | Non Ducted | Single Split System | 14 | 16.5 | ELIGIBLE | 90 | 216 | 2302.2 | 105 | 487 | 2991.4
RXS25RV1A / FVXS25RV1A | DAIKIN | Non Ducted | Single Split System | 2.46 | 2.9 | INELIGIBLE | 0 | 0 | 0 | 0 | 0 | 0
RXS35RV1A / FVXS35RV1A | DAIKIN | Non Ducted | Single Split System | 3.5 | 4.52 | INELIGIBLE | 0 | 0 | 0 | 0 | 0 | 0
RXS45RV1A / FVXS45RV1A | DAIKIN | Non Ducted | Single Split System | 4.5 | 5.56 | INELIGIBLE | 0 | 0 | 0 | 0 | 0 | 0
RXS50RV1A / FVXS50RV1A | DAIKIN | Non Ducted | Single Split System | 5 | 5.8 | ELIGIBLE | 32 | 147 | 909.82 | 37 | 233 | 1133.92
RXS60LAVMA / FVXS60LVMA | DAIKIN | Non Ducted | Single Split System | 6 | 7 | INELIGIBLE | 0 | 0 | 0 | 0 | 0 | 0
RXS71LAVMA / FVXS71LVMA | DAIKIN | Non Ducted | Single Split System | 7.1 | 7.65 | INELIGIBLE | 0 | 0 | 0 | 0 | 0 | 0
RZAV100FV1 / FDMA100AV1A | Daikin | Ducted | Single Split System | 10 | 12 | ELIGIBLE | 70 | 244 | 1889.4 | 81 | 438 | 2388.66
RZAV100FY1 / FDMA100AV1A | Daikin | Ducted | Single Split System | 10 | 12 | ELIGIBLE | 70 | 244 | 1889.4 | 81 | 438 | 2388.66
RZAV125FV1 / FDMA125AV1A | Daikin | Ducted | Single Split System | 12.5 | 15 | ELIGIBLE | 85 | 147 | 2100.2 | 98 | 389 | 2706.78
RZAV125FY1 / FDMA125AV1A | Daikin | Ducted | Single Split System | 12.5 | 15 | ELIGIBLE | 85 | 147 | 2100.2 | 98 | 389 | 2706.78
RZAV140FV1 / FDMA140AV1A | Daikin | Ducted | Single Split System | 14 | 16.5 | ELIGIBLE | 90 | 31 | 2061.7 | 105 | 302 | 2750.9
RZAV140FY1 / FDMA140AV1A | Daikin | Ducted | Single Split System | 14 | 16.5 | ELIGIBLE | 90 | 31 | 2061.7 | 105 | 302 | 2750.9
RZAC25GV1 / FDYBA25AV1 | DAIKIN | Ducted | Single Split System | 2.5 | 3.5 | INELIGIBLE | 0 | 0 | 0 | 0 | 0 | 0
RZAC35GV1 / FDYBA35AV1 | DAIKIN | Ducted | Single Split System | 3.5 | 4 | INELIGIBLE | 0 | 0 | 0 | 0 | 0 | 0
RZAC50GV1 / FDYBA50AV1 | DAIKIN | Ducted | Single Split System | 5 | 6 | ELIGIBLE | 31 | 136 | 873.06 | 37 | 233 | 1133.92
RZAC60GV1 / FDYBA60AV1 | DAIKIN | Ducted | Single Split System | 6 | 7 | ELIGIBLE | 40 | 132 | 1070 | 47 | 248 | 1378.02
RZAC71GV1 / FDYBA71AV1 | DAIKIN | Ducted | Single Split System | 7.1 | 8 | INELIGIBLE | 0 | 0 | 0 | 0 | 0 | 0
RXC50A1V1A / FTXC50AV1A | DAIKIN | Non Ducted | Single Split System | 5 | 6 | INELIGIBLE | 0 | 0 | 0 | 0 | 0 | 0
RXC60A1V1A / FTXC60AV1A | DAIKIN | Non Ducted | Single Split System | 6 | 7.1 | INELIGIBLE | 0 | 0 | 0 | 0 | 0 | 0
RXC71A2V1A / FTXC71AV1A | DAIKIN | Non Ducted | Single Split System | 7.1 | 8 | INELIGIBLE | 0 | 0 | 0 | 0 | 0 | 0
RXC85A2V1A / FTXC85AV1A | DAIKIN | Non Ducted | Single Split System | 8.5 | 10 | INELIGIBLE | 0 | 0 | 0 | 0 | 0 | 0
RXC100A2V1A / FTXC100AV1A | DAIKIN | Non Ducted | Single Split System | 10 | 11.2 | INELIGIBLE | 0 | 0 | 0 | 0 | 0 | 0
RZAV71C2Y1 / FAA71BVMA | DAIKIN | Non Ducted | Single Split System | 7.1 | 8 | INELIGIBLE | 0 | 0 | 0 | 0 | 0 | 0
RZAV85C2Y1 / FAA85BVMA | DAIKIN | Non Ducted | Single Split System | 8.5 | 10 | INELIGIBLE | 0 | 0 | 0 | 0 | 0 | 0
RZAV100C2Y1 / FAA100BVMA | DAIKIN | Non Ducted | Single Split System | 10 | 11.2 | INELIGIBLE | 0 | 0 | 0 | 0 | 0 | 0
RXM20W1VMA / FTXM20W1VMA | DAIKIN | Non Ducted | Single Split System | 2.2 | 2.7 | ELIGIBLE | 14 | 104 | 449.64 | 16 | 137 | 537.46
RXM25W1VMA / FTXM25W1VMA | DAIKIN | Non Ducted | Single Split System | 2.5 | 3.2 | ELIGIBLE | 17 | 122 | 540.42 | 19 | 160 | 634.74
RXM35W1VMA / FTXM35W1VMA | DAIKIN | Non Ducted | Single Split System | 3.5 | 3.7 | ELIGIBLE | 19 | 87 | 539.84 | 22 | 140 | 676.12
RXM46W1VMA / FTXM46W1VMA | DAIKIN | Non Ducted | Single Split System | 4.6 | 4.7 | ELIGIBLE | 29 | 147 | 842.44 | 33 | 227 | 1036.28
RXM50W1VMA / FTXM50W1VMA | DAIKIN | Non Ducted | Single Split System | 5 | 6 | ELIGIBLE | 37 | 237 | 1139.12 | 42 | 323 | 1363.22
RXM60W1VMA / FTXM60W1VMA | DAIKIN | Non Ducted | Single Split System | 6 | 7.2 | ELIGIBLE | 43 | 214 | 1243.98 | 48 | 318 | 1491.48
RXM71W1VMA / FTXM71W1VMA | DAIKIN | Non Ducted | Single Split System | 7.1 | 8 | ELIGIBLE | 44 | 114 | 1136.44 | 51 | 237 | 1453.56
RZAV50C1V1 / FCA50CAVMA | DAIKIN | Non Ducted | Single Split System | 5 | 6 | INELIGIBLE | 0 | 0 | 0 | 0 | 0 | 0
RZAV60C1V1 / FCA60CAVMA | DAIKIN | Non Ducted | Single Split System | 6 | 7.1 | ELIGIBLE | 42 | 242 | 1257.92 | 48 | 346 | 1527.88
RZAV71C2V1 / FCA71CAVMA | DAIKIN | Non Ducted | Single Split System | 7.1 | 8 | INELIGIBLE | 0 | 0 | 0 | 0 | 0 | 0
RZAV85C2V1 / FCA85CVMA | DAIKIN | Non Ducted | Single Split System | 8.5 | 10 | INELIGIBLE | 0 | 0 | 0 | 0 | 0 | 0
RZAV100F2V1 / FCA100CVMA | DAIKIN | Non Ducted | Single Split System | 10 | 12 | ELIGIBLE | 79 | 477 | 2394.44 | 90 | 670 | 2892.4
RZAV125F2V1 / FCA125CVMA | DAIKIN | Non Ducted | Single Split System | 12.5 | 15 | ELIGIBLE | 94 | 440 | 2683.24 | 107 | 682 | 3289.82
RZAV140F2V1 / FCA140CVMA | DAIKIN | Non Ducted | Single Split System | 14 | 16.5 | ELIGIBLE | 102 | 455 | 2882.42 | 117 | 726 | 3571.62
RZAV71C2Y1 / FCA71CAVMA | DAIKIN | Non Ducted | Single Split System | 7.1 | 8 | INELIGIBLE | 0 | 0 | 0 | 0 | 0 | 0
RZAV85C2Y1 / FCA85CVMA | DAIKIN | Non Ducted | Single Split System | 8.5 | 10 | ELIGIBLE | 57 | 358 | 1745.62 | 65 | 505 | 2116.4
RZAV100F2Y1 / FCA100CVMA | DAIKIN | Non Ducted | Single Split System | 10 | 12 | ELIGIBLE | 79 | 477 | 2394.44 | 90 | 670 | 2892.4
RZAV125F2Y1 / FCA125CVMA | DAIKIN | Non Ducted | Single Split System | 12.5 | 15 | ELIGIBLE | 94 | 440 | 2683.24 | 107 | 682 | 3289.82
RZAV140F2Y1 / FCA140CVMA | DAIKIN | Non Ducted | Single Split System | 14 | 16.5 | ELIGIBLE | 102 | 455 | 2882.42 | 117 | 726 | 3571.62
RZAC71C1V1 / FCA71CAVMA | DAIKIN | Non Ducted | Single Split System | 7.1 | 8 | INELIGIBLE | 0 | 0 | 0 | 0 | 0 | 0
RZAC85C2V1 / FCA85CVMA | DAIKIN | Non Ducted | Single Split System | 8.5 | 10 | INELIGIBLE | 0 | 0 | 0 | 0 | 0 | 0
RZAC100C2V1 / FCA100CVMA | DAIKIN | Non Ducted | Single Split System | 10 | 11.2 | ELIGIBLE | 62 | 311 | 1796.82 | 72 | 505 | 2273.62
RZAC125C2V1 / FCA125CVMA | DAIKIN | Non Ducted | Single Split System | 12.5 | 14 | ELIGIBLE | 79 | 281 | 2139.64 | 91 | 523 | 2723.76
RZAC140F2V1 / FCA140CVMA | DAIKIN | Non Ducted | Single Split System | 14 | 16 | ELIGIBLE | 93 | 189 | 2334.48 | 107 | 460 | 3001.22
RZAC85C2Y1 / FCA85CVMA | DAIKIN | Non Ducted | Single Split System | 8.5 | 10 | INELIGIBLE | 0 | 0 | 0 | 0 | 0 | 0
RZAC100C2Y1 / FCA100CVMA | DAIKIN | Non Ducted | Single Split System | 10 | 11.2 | ELIGIBLE | 107 | 311 | 2807.52 | 117 | 505 | 3284.32
RZAC125C2Y1 / FCA125CVMA | DAIKIN | Non Ducted | Single Split System | 12.5 | 14 | ELIGIBLE | 79 | 281 | 2139.64 | 91 | 523 | 2723.76
RZAC140F2Y1 / FCA140CVMA | DAIKIN | Non Ducted | Single Split System | 14 | 16 | ELIGIBLE | 93 | 189 | 2334.48 | 107 | 460 | 3001.22
RXV20W1VMA / FTXV20W1VMA | DAIKIN | Non Ducted | Single Split System | 2 | 2.7 | ELIGIBLE | 13 | 82 | 398.58 | 15 | 112 | 482.5
RXV25W1VMA / FTXV25W1VMA | DAIKIN | Non Ducted | Single Split System | 2.5 | 3.2 | ELIGIBLE | 16 | 108 | 499.76 | 19 | 146 | 616.54
RXV35W1VMA / FTXV35W1VMA | DAIKIN | Non Ducted | Single Split System | 3.5 | 3.7 | ELIGIBLE | 18 | 82 | 510.88 | 20 | 135 | 624.7
RXV46W1VMA / FTXV46W1VMA | DAIKIN | Non Ducted | Single Split System | 4.6 | 4.7 | ELIGIBLE | 27 | 128 | 772.82 | 30 | 207 | 942.9
RXV50W1VMA / FTXV50W1VMA | DAIKIN | Non Ducted | Single Split System | 5 | 6 | ELIGIBLE | 35 | 231 | 1086.4 | 40 | 317 | 1310.5
RXV60W1VMA / FTXV60W1VMA | DAIKIN | Non Ducted | Single Split System | 6 | 7.2 | ELIGIBLE | 41 | 192 | 1170.46 | 46 | 295 | 1416.66
RXV71W1VMA / FTXV71W1VMA | DAIKIN | Non Ducted | Single Split System | 7.1 | 8 | ELIGIBLE | 44 | 154 | 1188.44 | 50 | 276 | 1481.8
RZAV50C1V1 / FHA50BAVMA | DAIKIN | Non Ducted | Single Split System | 5 | 6 | INELIGIBLE | 0 | 0 | 0 | 0 | 0 | 0
RZAV60C1V1 / FHA60BAVMA | DAIKIN | Non Ducted | Single Split System | 6 | 7.1 | INELIGIBLE | 0 | 0 | 0 | 0 | 0 | 0
RZAV71C2V1 / FHA71BVMA | DAIKIN | Non Ducted | Single Split System | 7.1 | 8 | INELIGIBLE | 0 | 0 | 0 | 0 | 0 | 0
RZAV85C2V1 / FHA85BVMA | DAIKIN | Non Ducted | Single Split System | 8.5 | 10 | INELIGIBLE | 0 | 0 | 0 | 0 | 0 | 0
RZAV100F2V1 / FHA100BVMA | DAIKIN | Non Ducted | Single Split System | 10 | 12 | ELIGIBLE | 72 | 251 | 1943.42 | 82 | 444 | 2418.92
RZAV125F2V1 / FHA125BVMA | DAIKIN | Non Ducted | Single Split System | 12.5 | 15 | ELIGIBLE | 83 | 211 | 2138.48 | 96 | 453 | 2745.06
RZAV140F2V1 / FHA140BVMA | DAIKIN | Non Ducted | Single Split System | 14 | 16.5 | ELIGIBLE | 90 | 216 | 2302.2 | 105 | 487 | 2991.4
RZAV71C2Y1 / FHA71BVMA | DAIKIN | Non Ducted | Single Split System | 7.1 | 8 | INELIGIBLE | 0 | 0 | 0 | 0 | 0 | 0
RZAV85C2Y1 / FHA85BVMA | DAIKIN | Non Ducted | Single Split System | 8.5 | 10 | INELIGIBLE | 0 | 0 | 0 | 0 | 0 | 0
RZAV100F2Y1 / FHA100BVMA | DAIKIN | Non Ducted | Single Split System | 10 | 12 | ELIGIBLE | 72 | 251 | 1943.42 | 82 | 444 | 2418.92
RZAV125F2Y1 / FHA125BVMA | DAIKIN | Non Ducted | Single Split System | 12.5 | 15 | ELIGIBLE | 83 | 211 | 2138.48 | 96 | 453 | 2745.06
RZAV140F2Y1 / FHA140BVMA | DAIKIN | Non Ducted | Single Split System | 14 | 16.5 | ELIGIBLE | 90 | 216 | 2302.2 | 105 | 487 | 2991.4
RXF20W1VMA / FTXF20W1VMA | DAIKIN | Non Ducted | Single Split System | 2 | 2.5 | INELIGIBLE | 0 | 0 | 0 | 0 | 0 | 0
RXF25W1VMA / FTXF25W1VMA | DAIKIN | Non Ducted | Single Split System | 2.5 | 3 | INELIGIBLE | 0 | 0 | 0 | 0 | 0 | 0
RXF35W1VMA / FTXF35W1VMA | DAIKIN | Non Ducted | Single Split System | 3.5 | 3.7 | INELIGIBLE | 0 | 0 | 0 | 0 | 0 | 0
RXF46W1VMA / FTXF46W1VMA | DAIKIN | Non Ducted | Single Split System | 4.6 | 4.7 | INELIGIBLE | 0 | 0 | 0 | 0 | 0 | 0
RXF50W1VMA / FTXF50W1VMA | DAIKIN | Non Ducted | Single Split System | 5 | 5.2 | INELIGIBLE | 0 | 0 | 0 | 0 | 0 | 0
RXF60W1VMA / FTXF60W1VMA | DAIKIN | Non Ducted | Single Split System | 6 | 6.5 | INELIGIBLE | 0 | 0 | 0 | 0 | 0 | 0
RXF71W1VMA / FTXF71W1VMA | DAIKIN | Non Ducted | Single Split System | 7.1 | 8 | INELIGIBLE | 0 | 0 | 0 | 0 | 0 | 0
RZAV50C1V1 / FBA50BAVMA | DAIKIN | Ducted | Single Split System | 5 | 6 | INELIGIBLE | 0 | 0 | 0 | 0 | 0 | 0
RZAV60C1V1 / FBA60BAVMA | DAIKIN | Ducted | Single Split System | 6 | 7.1 | INELIGIBLE | 0 | 0 | 0 | 0 | 0 | 0
RZAV71C2V1 / FBA71BVMA | DAIKIN | Ducted | Single Split System | 7.1 | 8 | INELIGIBLE | 0 | 0 | 0 | 0 | 0 | 0
RZAV85C2V1 / FBA85BVMA | DAIKIN | Ducted | Single Split System | 8.5 | 10 | ELIGIBLE | 56 | 247 | 1578.86 | 65 | 412 | 1995.5
RZAV100F2V1 / FBA100BVMA | DAIKIN | Ducted | Single Split System | 10 | 12 | ELIGIBLE | 73 | 244 | 1956.78 | 83 | 438 | 2433.58
RZAV125F2V1 / FBA125BVMA | DAIKIN | Ducted | Single Split System | 12.5 | 15 | ELIGIBLE | 86 | 199 | 2190.26 | 99 | 441 | 2796.84
RZAV140F2V1 / FBA140BVMA | DAIKIN | Ducted | Single Split System | 14 | 16.5 | ELIGIBLE | 92 | 132 | 2237.92 | 107 | 403 | 2927.12
RZAV71C2Y1 / FBA71BVMA | DAIKIN | Ducted | Single Split System | 7.1 | 8 | INELIGIBLE | 0 | 0 | 0 | 0 | 0 | 0
RZAV85C2Y1 / FBA85BVMA | DAIKIN | Ducted | Single Split System | 8.5 | 10 | ELIGIBLE | 56 | 247 | 1578.86 | 65 | 412 | 1995.5
RZAV100F2Y1 / FBA100BVMA | DAIKIN | Ducted | Single Split System | 10 | 12 | ELIGIBLE | 73 | 244 | 1956.78 | 83 | 438 | 2433.58
RZAV125F2Y1 / FBA125BVMA | DAIKIN | Ducted | Single Split System | 12.5 | 15 | ELIGIBLE | 86 | 199 | 2190.26 | 99 | 441 | 2796.84
RZAV140F2Y1 / FBA140BVMA | DAIKIN | Ducted | Single Split System | 14 | 16.5 | ELIGIBLE | 92 | 132 | 2237.92 | 107 | 403 | 2927.12
RZAC71C1V1 / FBA71BVMA | DAIKIN | Ducted | Single Split System | 7.1 | 8 | INELIGIBLE | 0 | 0 | 0 | 0 | 0 | 0
RZAC85C2V1 / FBA85BVMA | DAIKIN | Ducted | Single Split System | 8.5 | 10 | INELIGIBLE | 0 | 0 | 0 | 0 | 0 | 0
RZAC85C2Y1 / FBA85BVMA | DAIKIN | Ducted | Single Split System | 8.5 | 10 | INELIGIBLE | 0 | 0 | 0 | 0 | 0 | 0
RXM85P2VMA / FTXM85P2VMA | DAIKIN | Non Ducted | Single Split System | 8.5 | 9 | INELIGIBLE | 0 | 0 | 0 | 0 | 0 | 0
RXM95P2VMA / FTXM95P2VMA | DAIKIN | Non Ducted | Single Split System | 9.4 | 10.3 | INELIGIBLE | 0 | 0 | 0 | 0 | 0 | 0
RXV85L2VMA / FTXV85L2VMA | DAIKIN | Non Ducted | Single Split System | 8.5 | 9 | INELIGIBLE | 0 | 0 | 0 | 0 | 0 | 0
RXV95L2VMA / FTXV95L2VMA | DAIKIN | Non Ducted | Single Split System | 9.4 | 10.3 | INELIGIBLE | 0 | 0 | 0 | 0 | 0 | 0
UAYN350AFY1A | DAIKIN | Ducted | Packaged | 37.18 | 34.32 | INELIGIBLE | 0 | 0 | 0 | 0 | 0 | 0
RZQ180M2Y1 / FDYQN180LCV1 | DAIKIN | Ducted | Single Split System | 18 | 20 | INELIGIBLE | 0 | 0 | 0 | 0 | 0 | 0
RZAS71C2V1 / FDYA71AV1 | DAIKIN | Ducted | Single Split System | 7.1 | 7.5 | ELIGIBLE | 39 | 218 | 1159.34 | 46 | 356 | 1495.96
RZAS85C2V1 / FDYA85AV1 | DAIKIN | Ducted | Single Split System | 8.5 | 10 | ELIGIBLE | 52 | 219 | 1452.62 | 61 | 384 | 1869.26
RZAS100C2V1 / FDYA100AV1 | DAIKIN | Ducted | Single Split System | 10 | 12.5 | ELIGIBLE | 66 | 345 | 1930.86 | 77 | 539 | 2430.12
RZAS125C2V1 / FDYA125AV1 | DAIKIN | Ducted | Single Split System | 12.5 | 15 | INELIGIBLE | 0 | 0 | 0 | 0 | 0 | 0
RZAS140C2V1 / FDYA140AV1 | DAIKIN | Ducted | Single Split System | 14 | 16.5 | ELIGIBLE | 78 | 328 | 2178.28 | 92 | 599 | 2845.02
RZAS160C2V1 / FDYA160AV1 | DAIKIN | Ducted | Single Split System | 16 | 18 | ELIGIBLE | 86 | 174 | 2157.76 | 102 | 484 | 2920.12
RZA50C1V1 / FDYAN50AV1 | DAIKIN | Ducted | Single Split System | 5 | 6 | INELIGIBLE | 0 | 0 | 0 | 0 | 0 | 0
RZA60C1V1 / FDYAN60AV1 | DAIKIN | Ducted | Single Split System | 6 | 7 | INELIGIBLE | 0 | 0 | 0 | 0 | 0 | 0
RZA71C1V1 / FDYAN71AV1 | DAIKIN | Ducted | Single Split System | 7.1 | 7.5 | INELIGIBLE | 0 | 0 | 0 | 0 | 0 | 0
RZA85C2V1 / FDYAN85AV1 | DAIKIN | Ducted | Single Split System | 8.5 | 10 | INELIGIBLE | 0 | 0 | 0 | 0 | 0 | 0
RZA100C2V1 / FDYAN100AV1 | DAIKIN | Ducted | Single Split System | 10 | 12.5 | INELIGIBLE | 0 | 0 | 0 | 0 | 0 | 0
RZA125C2V1 / FDYAN125AV1 | DAIKIN | Ducted | Single Split System | 12.5 | 15 | INELIGIBLE | 0 | 0 | 0 | 0 | 0 | 0
RZA140C2V1 / FDYAN140AV1 | DAIKIN | Ducted | Single Split System | 14 | 16.5 | INELIGIBLE | 0 | 0 | 0 | 0 | 0 | 0
RZA160C2V1 / FDYAN160AV1 | DAIKIN | Ducted | Single Split System | 15.5 | 18 | INELIGIBLE | 0 | 0 | 0 | 0 | 0 | 0
RZA71C2Y1 / FDYAN71AV1 | DAIKIN | Ducted | Single Split System | 7.1 | 7.5 | INELIGIBLE | 0 | 0 | 0 | 0 | 0 | 0
RZA85C2Y1 / FDYAN85AV1 | DAIKIN | Ducted | Single Split System | 8.5 | 10 | INELIGIBLE | 0 | 0 | 0 | 0 | 0 | 0
RZA100C2Y1 / FDYAN100AV1 | DAIKIN | Ducted | Single Split System | 10 | 12.5 | INELIGIBLE | 0 | 0 | 0 | 0 | 0 | 0
RZA125C2Y1 / FDYAN125AV1 | DAIKIN | Ducted | Single Split System | 12.5 | 15 | INELIGIBLE | 0 | 0 | 0 | 0 | 0 | 0
RZA140C2Y1 / FDYAN140AV1 | DAIKIN | Ducted | Single Split System | 14 | 16.5 | INELIGIBLE | 0 | 0 | 0 | 0 | 0 | 0
RZA160C2Y1 / FDYAN160AV1 | DAIKIN | Ducted | Single Split System | 15.5 | 18 | INELIGIBLE | 0 | 0 | 0 | 0 | 0 | 0
UAYN400AFY1A | DAIKIN | Ducted | Packaged | 40.82 | 37.56 | INELIGIBLE | 0 | 0 | 0 | 0 | 0 | 0
UAYN470AFY1A | DAIKIN | Ducted | Packaged | 45.8 | 44.13 | INELIGIBLE | 0 | 0 | 0 | 0 | 0 | 0
UAYN530AFY1A | DAIKIN | Ducted | Packaged | 53.43 | 54.34 | INELIGIBLE | 0 | 0 | 0 | 0 | 0 | 0
RXV20W2VMA / FTXV20W2VMA | DAIKIN | Non Ducted | Single Split System | 2 | 2.7 | ELIGIBLE | 13 | 82 | 398.58 | 15 | 112 | 482.5
RXV25W2VMA / FTXV25W2VMA | DAIKIN | Non Ducted | Single Split System | 2.5 | 3.2 | ELIGIBLE | 16 | 108 | 499.76 | 19 | 146 | 616.54
RXV35W2VMA / FTXV35W2VMA | DAIKIN | Non Ducted | Single Split System | 3.5 | 3.7 | ELIGIBLE | 18 | 82 | 510.88 | 20 | 135 | 624.7
RXV46W2VMA / FTXV46W2VMA | DAIKIN | Non Ducted | Single Split System | 4.6 | 4.7 | ELIGIBLE | 27 | 128 | 772.82 | 30 | 207 | 942.9
RXV50W2VMA / FTXV50W2VMA | DAIKIN | Non Ducted | Single Split System | 5 | 6 | ELIGIBLE | 35 | 231 | 1086.4 | 40 | 317 | 1310.5
RXV60W2VMA / FTXV60W2VMA | DAIKIN | Non Ducted | Single Split System | 6 | 7.2 | ELIGIBLE | 41 | 192 | 1170.46 | 46 | 295 | 1416.66
RXV71W2VMA / FTXV71W2VMA | DAIKIN | Non Ducted | Single Split System | 7.1 | 8 | ELIGIBLE | 44 | 154 | 1188.44 | 50 | 276 | 1481.8
RXM20W2VMA / FTXM20W2VMA | DAIKIN | Non Ducted | Single Split System | 2.2 | 2.7 | ELIGIBLE | 14 | 104 | 449.64 | 16 | 137 | 537.46
RXM25W2VMA / FTXM25W2VMA | DAIKIN | Non Ducted | Single Split System | 2.5 | 3.2 | ELIGIBLE | 17 | 122 | 540.42 | 19 | 160 | 634.74
RXM35W2VMA / FTXM35W2VMA | DAIKIN | Non Ducted | Single Split System | 3.5 | 3.7 | ELIGIBLE | 19 | 87 | 539.84 | 22 | 140 | 676.12
RXM46W2VMA / FTXM46W2VMA | DAIKIN | Non Ducted | Single Split System | 4.6 | 4.7 | ELIGIBLE | 29 | 147 | 842.44 | 33 | 227 | 1036.28
RXM50W2VMA / FTXM50W2VMA | DAIKIN | Non Ducted | Single Split System | 5 | 6 | ELIGIBLE | 37 | 237 | 1139.12 | 42 | 323 | 1363.22
RXM60W2VMA / FTXM60W2VMA | DAIKIN | Non Ducted | Single Split System | 6 | 7.2 | ELIGIBLE | 43 | 214 | 1243.98 | 48 | 318 | 1491.48
RXM71W2VMA / FTXM71W2VMA | DAIKIN | Non Ducted | Single Split System | 7.1 | 8 | ELIGIBLE | 44 | 114 | 1136.44 | 51 | 237 | 1453.56
RXF20W2VMA / FTXF20W2VMA | DAIKIN | Non Ducted | Single Split System | 2 | 2.5 | INELIGIBLE | 0 | 0 | 0 | 0 | 0 | 0
RXF25W2VMA / FTXF25W2VMA | DAIKIN | Non Ducted | Single Split System | 2.5 | 3 | INELIGIBLE | 0 | 0 | 0 | 0 | 0 | 0
RXF35W2VMA / FTXF35W2VMA | DAIKIN | Non Ducted | Single Split System | 3.5 | 3.7 | INELIGIBLE | 0 | 0 | 0 | 0 | 0 | 0
RXF46W2VMA / FTXF46W2VMA | DAIKIN | Non Ducted | Single Split System | 4.6 | 4.7 | INELIGIBLE | 0 | 0 | 0 | 0 | 0 | 0
RXF50W2VMA / FTXF50W2VMA | DAIKIN | Non Ducted | Single Split System | 5 | 5.2 | INELIGIBLE | 0 | 0 | 0 | 0 | 0 | 0
RXF60W2VMA / FTXF60W2VMA | DAIKIN | Non Ducted | Single Split System | 6 | 6.5 | INELIGIBLE | 0 | 0 | 0 | 0 | 0 | 0
RXF71W2VMA / FTXF71W2VMA | DAIKIN | Non Ducted | Single Split System | 7.1 | 8 | INELIGIBLE | 0 | 0 | 0 | 0 | 0 | 0
RXM85WVMA / FTXM85WVMA | DAIKIN | Non Ducted | Single Split System | 8.5 | 9 | ELIGIBLE | 45 | 162 | 1221.3 | 52 | 308 | 1568.32
RXM95WVMA / FTXM95WVMA | DAIKIN | Non Ducted | Single Split System | 9.5 | 10.3 | INELIGIBLE | 0 | 0 | 0 | 0 | 0 | 0
RXV80WVMA / FTXV80WVMA | DAIKIN | Non Ducted | Single Split System | 8 | 9 | INELIGIBLE | 0 | 0 | 0 | 0 | 0 | 0
RXV90WVMA / FTXV90WVMA | DAIKIN | Non Ducted | Single Split System | 9 | 10.3 | INELIGIBLE | 0 | 0 | 0 | 0 | 0 | 0
RZA71CV1 / FDYUAN71AV1 | DAIKIN | Ducted | Single Split System | 7.1 | 7.5 | INELIGIBLE | 0 | 0 | 0 | 0 | 0 | 0
RZA125CV1 / FDYUAN125AV1 | DAIKIN | Ducted | Single Split System | 12.5 | 15 | INELIGIBLE | 0 | 0 | 0 | 0 | 0 | 0
RZA160CV1 / FDYUAN160AV1 | DAIKIN | Ducted | Single Split System | 15.5 | 18 | INELIGIBLE | 0 | 0 | 0 | 0 | 0 | 0
RZA71CY1 / FDYUAN71AV1 | DAIKIN | Ducted | Single Split System | 7.1 | 7.5 | INELIGIBLE | 0 | 0 | 0 | 0 | 0 | 0
RZA125CY1 / FDYUAN125AV1 | DAIKIN | Ducted | Single Split System | 12.5 | 15 | INELIGIBLE | 0 | 0 | 0 | 0 | 0 | 0
RZA160CY1 / FDYUAN160AV1 | DAIKIN | Ducted | Single Split System | 15.5 | 18 | INELIGIBLE | 0 | 0 | 0 | 0 | 0 | 0
RZA50C2V1 / FDYAN50AV1 | DAIKIN | Ducted | Single Split System | 5 | 6 | INELIGIBLE | 0 | 0 | 0 | 0 | 0 | 0
RZA60C2V1 / FDYAN60AV1 | DAIKIN | Ducted | Single Split System | 6 | 7 | INELIGIBLE | 0 | 0 | 0 | 0 | 0 | 0
RZA71C2V1 / FDYAN71AV1 | DAIKIN | Ducted | Single Split System | 7.1 | 7.5 | INELIGIBLE | 0 | 0 | 0 | 0 | 0 | 0
RXC50A2V1A / FTXC50AV1A | DAIKIN | Non Ducted | Single Split System | 5 | 6 | INELIGIBLE | 0 | 0 | 0 | 0 | 0 | 0
RXC60A2V1A / FTXC60AV1A | DAIKIN | Non Ducted | Single Split System | 6 | 7.1 | INELIGIBLE | 0 | 0 | 0 | 0 | 0 | 0
RZAV50C2V1 / FCA50CAVMA | DAIKIN | Non Ducted | Single Split System | 5 | 6 | INELIGIBLE | 0 | 0 | 0 | 0 | 0 | 0
RZAV60C2V1 / FCA60CAVMA | DAIKIN | Non Ducted | Single Split System | 6 | 7.1 | ELIGIBLE | 42 | 242 | 1257.92 | 48 | 346 | 1527.88
RZAC71C2V1 / FCA71CAVMA | DAIKIN | Non Ducted | Single Split System | 7.1 | 8 | INELIGIBLE | 0 | 0 | 0 | 0 | 0 | 0
RZAC25G2V1 / FDYBA25AV1 | DAIKIN | Ducted | Single Split System | 2.5 | 3.5 | INELIGIBLE | 0 | 0 | 0 | 0 | 0 | 0
RZAC35G2V1 / FDYBA35AV1 | DAIKIN | Ducted | Single Split System | 3.5 | 4 | INELIGIBLE | 0 | 0 | 0 | 0 | 0 | 0
RZAC50G2V1 / FDYBA50AV1 | DAIKIN | Ducted | Single Split System | 5 | 6 | ELIGIBLE | 31 | 136 | 873.06 | 37 | 233 | 1133.92
RZAC60G2V1 / FDYBA60AV1 | DAIKIN | Ducted | Single Split System | 6 | 7 | ELIGIBLE | 40 | 132 | 1070 | 46 | 248 | 1355.56
RZAC71G2V1 / FDYBA71AV1 | DAIKIN | Ducted | Single Split System | 7.1 | 8 | INELIGIBLE | 0 | 0 | 0 | 0 | 0 | 0
RZAV50C2V1 / FHA50CAVMA | DAIKIN | Non Ducted | Single Split System | 5 | 6 | INELIGIBLE | 0 | 0 | 0 | 0 | 0 | 0
RZAV60C2V1 / FHA60CAVMA | DAIKIN | Non Ducted | Single Split System | 6 | 7.1 | INELIGIBLE | 0 | 0 | 0 | 0 | 0 | 0
RZAV50C2V1 / FBA50BAVMA | DAIKIN | Ducted | Single Split System | 5 | 6 | INELIGIBLE | 0 | 0 | 0 | 0 | 0 | 0
RZAV60C2V1 / FBA60BAVMA | DAIKIN | Ducted | Single Split System | 6 | 7.1 | INELIGIBLE | 0 | 0 | 0 | 0 | 0 | 0
RZAC71C2V1 / FBA71BVMA | DAIKIN | Ducted | Single Split System | 7.1 | 8 | INELIGIBLE | 0 | 0 | 0 | 0 | 0 | 0
RZAC71E2VM / FFA71BVM | DAIKIN | Non Ducted | Single Split System | 7.1 | 8 | ELIGIBLE | 40 | 114 | 1046.6 | 46 | 237 | 1341.26
RZAC25E2VM / FFA25BVM | DAIKIN | Non Ducted | Single Split System | 2.5 | 3.2 | INELIGIBLE | 0 | 0 | 0 | 0 | 0 | 0
RZAC35E2VM / FFA35BVM | DAIKIN | Non Ducted | Single Split System | 3.5 | 4.2 | INELIGIBLE | 0 | 0 | 0 | 0 | 0 | 0
RZAC50E2VM / FFA50BVM | DAIKIN | Non Ducted | Single Split System | 5 | 6 | ELIGIBLE | 32 | 248 | 1041.12 | 37 | 334 | 1265.22
RZAC60E2VM / FFA60BVM | DAIKIN | Non Ducted | Single Split System | 6 | 7.1 | ELIGIBLE | 37 | 203 | 1094.92 | 42 | 307 | 1342.42
DRXF25T2VMA / DTXF25T2VMA | DAIKIN | Non Ducted | Single Split System | 2.5 | 3 | INELIGIBLE | 0 | 0 | 0 | 0 | 0 | 0
DRXF35T2VMA / DTXF35T2VMA | DAIKIN | Non Ducted | Single Split System | 3.5 | 3.7 | INELIGIBLE | 0 | 0 | 0 | 0 | 0 | 0
DRXF50T2VMA / DTXF50T2VMA | DAIKIN | Non Ducted | Single Split System | 5 | 5.2 | INELIGIBLE | 0 | 0 | 0 | 0 | 0 | 0
DRXF60T2VMA / DTXF60T2VMA | DAIKIN | Non Ducted | Single Split System | 6 | 6.5 | INELIGIBLE | 0 | 0 | 0 | 0 | 0 | 0
DRXF71T2VMA / DTXF71T2VMA | DAIKIN | Non Ducted | Single Split System | 7.1 | 8 | INELIGIBLE | 0 | 0 | 0 | 0 | 0 | 0
RXJ25T2VMA / FTXJ25T2VMAK | DAIKIN | Non Ducted | Single Split System | 2.5 | 3.2 | INELIGIBLE | 0 | 0 | 0 | 0 | 0 | 0
RXJ25T2VMA / FTXJ25T2VMAW | DAIKIN | Non Ducted | Single Split System | 2.5 | 3.2 | INELIGIBLE | 0 | 0 | 0 | 0 | 0 | 0
RXJ25T2VMA / FTXJ25T2VMA* | DAIKIN | Non Ducted | Single Split System | 2.5 | 3.2 | INELIGIBLE | 0 | 0 | 0 | 0 | 0 | 0
RXJ35T2VMA / FTXJ35T2VMAW | DAIKIN | Non Ducted | Single Split System | 3.5 | 3.7 | INELIGIBLE | 0 | 0 | 0 | 0 | 0 | 0
RXJ35T2VMA / FTXJ35T2VMAK | DAIKIN | Non Ducted | Single Split System | 3.5 | 3.7 | INELIGIBLE | 0 | 0 | 0 | 0 | 0 | 0
RXJ35T2VMA / FTXJ35T2VMA* | DAIKIN | Non Ducted | Single Split System | 3.5 | 3.7 | INELIGIBLE | 0 | 0 | 0 | 0 | 0 | 0
RXJ50T2VMA / FTXJ50T2VMAK | DAIKIN | Non Ducted | Single Split System | 5 | 6 | INELIGIBLE | 0 | 0 | 0 | 0 | 0 | 0
RXJ50T2VMA / FTXJ50T2VMAW | DAIKIN | Non Ducted | Single Split System | 5 | 6 | INELIGIBLE | 0 | 0 | 0 | 0 | 0 | 0
RXJ50T2VMA / FTXJ50T2VMA* | DAIKIN | Non Ducted | Single Split System | 5 | 6 | INELIGIBLE | 0 | 0 | 0 | 0 | 0 | 0
RXJ60T2VMA / FTXJ60T2VMAK | DAIKIN | Non Ducted | Single Split System | 6 | 7.2 | INELIGIBLE | 0 | 0 | 0 | 0 | 0 | 0
RXJ60T2VMA / FTXJ60T2VMAW | DAIKIN | Non Ducted | Single Split System | 6 | 7.2 | INELIGIBLE | 0 | 0 | 0 | 0 | 0 | 0
RXJ60T2VMA / FTXJ60T2VMA* | DAIKIN | Non Ducted | Single Split System | 6 | 7.2 | INELIGIBLE | 0 | 0 | 0 | 0 | 0 | 0
RXS25R2V1A / FVXS25R2V1A | DAIKIN | Non Ducted | Single Split System | 2.46 | 2.9 | INELIGIBLE | 0 | 0 | 0 | 0 | 0 | 0
RXS35R2V1A / FVXS35R2V1A | DAIKIN | Non Ducted | Single Split System | 3.5 | 4.52 | INELIGIBLE | 0 | 0 | 0 | 0 | 0 | 0
RXS45R2V1A / FVXS45R2V1A | DAIKIN | Non Ducted | Single Split System | 4.5 | 5.56 | INELIGIBLE | 0 | 0 | 0 | 0 | 0 | 0
RXS50R2V1A / FVXS50R2V1A | DAIKIN | Non Ducted | Single Split System | 5 | 5.8 | ELIGIBLE | 32 | 147 | 909.82 | 37 | 233 | 1133.92
RXS60L2VMA / FVXS60L2VMA | DAIKIN | Non Ducted | Single Split System | 6 | 7 | INELIGIBLE | 0 | 0 | 0 | 0 | 0 | 0
RXS71L2VMA / FVXS71L2VMA | DAIKIN | Non Ducted | Single Split System | 7.1 | 7.65 | INELIGIBLE | 0 | 0 | 0 | 0 | 0 | 0
RZAV50C2V1 / FCTA50AVMA | DAIKIN | Non Ducted | Single Split System | 5 | 6 | INELIGIBLE | 0 | 0 | 0 | 0 | 0 | 0
RZAV60C2V1 / FCTA60AVMA | DAIKIN | Non Ducted | Single Split System | 6 | 7.1 | ELIGIBLE | 42 | 242 | 1257.92 | 48 | 346 | 1527.88
RZAV71C2V1 / FCTA71AVMA | DAIKIN | Non Ducted | Single Split System | 7.1 | 8 | INELIGIBLE | 0 | 0 | 0 | 0 | 0 | 0
RZAV71C2Y1 / FCTA71AVMA | DAIKIN | Non Ducted | Single Split System | 7.1 | 8 | INELIGIBLE | 0 | 0 | 0 | 0 | 0 | 0
RZAV85C2V1 / FCTA85AVMA | DAIKIN | Non Ducted | Single Split System | 8.5 | 10 | ELIGIBLE | 57 | 358 | 1745.62 | 65 | 505 | 2116.4
RZAV85C2Y1 / FCTA85AVMA | DAIKIN | Non Ducted | Single Split System | 8.5 | 10 | ELIGIBLE | 57 | 358 | 1745.62 | 65 | 505 | 2116.4
RZAV100F2V1 / FCTA100AVMA | DAIKIN | Non Ducted | Single Split System | 10 | 12 | ELIGIBLE | 79 | 477 | 2394.44 | 90 | 670 | 2892.4
RZAV100F2Y1 / FCTA100AVMA | DAIKIN | Non Ducted | Single Split System | 10 | 12 | ELIGIBLE | 79 | 477 | 2394.44 | 90 | 670 | 2892.4
RZAV125F2V1 / FCTA125AVMA | DAIKIN | Non Ducted | Single Split System | 12.5 | 15 | ELIGIBLE | 94 | 440 | 2683.24 | 107 | 682 | 3289.82
RZAV125F2Y1 / FCTA125AVMA | DAIKIN | Non Ducted | Single Split System | 12.5 | 15 | ELIGIBLE | 94 | 440 | 2683.24 | 107 | 682 | 3289.82
RZAV140F2V1 / FCTA140AVMA | DAIKIN | Non Ducted | Single Split System | 14 | 16.5 | ELIGIBLE | 102 | 455 | 2882.42 | 116 | 726 | 3549.16
RZAV140F2Y1 / FCTA140AVMA | DAIKIN | Non Ducted | Single Split System | 14 | 16.5 | ELIGIBLE | 102 | 455 | 2882.42 | 116 | 726 | 3549.16
RZAV71C2V1 / FHA71CVMA | DAIKIN | Non Ducted | Single Split System | 7.1 | 8 | INELIGIBLE | 0 | 0 | 0 | 0 | 0 | 0
RZAV71C2Y1 / FHA71CVMA | DAIKIN | Non Ducted | Single Split System | 7.1 | 8 | INELIGIBLE | 0 | 0 | 0 | 0 | 0 | 0
RZAV85C2V1 / FHA85CVMA | DAIKIN | Non Ducted | Single Split System | 8.5 | 10 | INELIGIBLE | 0 | 0 | 0 | 0 | 0 | 0
RZAV85C2Y1 / FHA85CVMA | DAIKIN | Non Ducted | Single Split System | 8.5 | 10 | INELIGIBLE | 0 | 0 | 0 | 0 | 0 | 0
RZAV100F2V1 / FHA100CVMA | DAIKIN | Non Ducted | Single Split System | 10 | 12 | ELIGIBLE | 72 | 251 | 1943.42 | 82 | 444 | 2418.92
RZAV100F2Y1 / FHA100CVMA | DAIKIN | Non Ducted | Single Split System | 10 | 12 | ELIGIBLE | 72 | 251 | 1943.42 | 82 | 444 | 2418.92
RZAV125F2V1 / FHA125CVMA | DAIKIN | Non Ducted | Single Split System | 12.5 | 15 | ELIGIBLE | 83 | 211 | 2138.48 | 96 | 453 | 2745.06
RZAV125F2Y1 / FHA125CVMA | DAIKIN | Non Ducted | Single Split System | 12.5 | 15 | ELIGIBLE | 83 | 211 | 2138.48 | 96 | 453 | 2745.06
RZAV140F2V1 / FHA140CVMA | DAIKIN | Non Ducted | Single Split System | 14 | 16.5 | ELIGIBLE | 90 | 216 | 2302.2 | 105 | 487 | 2991.4
RZAV140F2Y1 / FHA140CVMA | DAIKIN | Non Ducted | Single Split System | 14 | 16.5 | ELIGIBLE | 90 | 216 | 2302.2 | 105 | 487 | 2991.4
RZA71C2V1 / FDYUAN71AV1 | DAIKIN | Ducted | Single Split System | 7.1 | 7.5 | INELIGIBLE | 0 | 0 | 0 | 0 | 0 | 0
RZA71C2Y1 / FDYUAN71AV1 | DAIKIN | Ducted | Single Split System | 7.1 | 7.5 | INELIGIBLE | 0 | 0 | 0 | 0 | 0 | 0
RZA125C2V1 / FDYUAN125AV1 | DAIKIN | Ducted | Single Split System | 12.5 | 15 | INELIGIBLE | 0 | 0 | 0 | 0 | 0 | 0
RZA125C2Y1 / FDYUAN125AV1 | DAIKIN | Ducted | Single Split System | 12.5 | 15 | INELIGIBLE | 0 | 0 | 0 | 0 | 0 | 0
RZA160C2V1 / FDYUAN160AV1 | DAIKIN | Ducted | Single Split System | 15.5 | 18 | INELIGIBLE | 0 | 0 | 0 | 0 | 0 | 0
RZA160C2Y1 / FDYUAN160AV1 | DAIKIN | Ducted | Single Split System | 15.5 | 18 | INELIGIBLE | 0 | 0 | 0 | 0 | 0 | 0
RZAS71C2V1 / FDYUA71AV1 | DAIKIN | Ducted | Single Split System | 7.1 | 7.5 | ELIGIBLE | 39 | 218 | 1159.34 | 46 | 356 | 1495.96
RZAS125C2V1 / FDYUA125AV1 | DAIKIN | Ducted | Single Split System | 12.5 | 15 | INELIGIBLE | 0 | 0 | 0 | 0 | 0 | 0
RZAS160C2V1 / FDYUA160AV1 | DAIKIN | Ducted | Single Split System | 16 | 18 | ELIGIBLE | 86 | 174 | 2157.76 | 102 | 484 | 2920.12
RXM50R5V1B / FVXM50A3V1B9 | DAIKIN | Non Ducted | Single Split System | 5 | 5.8 | INELIGIBLE | 0 | 0 | 0 | 0 | 0 | 0
RXM50R2V1B | DAIKIN | Non Ducted | Single Split System | 5 | 5.8 | INELIGIBLE | 0 | 0 | 0 | 0 | 0 | 0
RXM50R5V1B / FVXM50A2V1B | DAIKIN | Non Ducted | Single Split System | 5 | 5.8 | INELIGIBLE | 0 | 0 | 0 | 0 | 0 | 0
RXM50R5V1B / FVXM50A3V1B | DAIKIN | Non Ducted | Single Split System | 5 | 5.8 | INELIGIBLE | 0 | 0 | 0 | 0 | 0 | 0
RXM50R2V1B / FVXM50A3V1B | DAIKIN | Non Ducted | Single Split System | 5 | 5.8 | INELIGIBLE | 0 | 0 | 0 | 0 | 0 | 0
RXM50R2V1B / FVXM50A2V1B | DAIKIN | Non Ducted | Single Split System | 5 | 5.8 | INELIGIBLE | 0 | 0 | 0 | 0 | 0 | 0
RXM35R5V1B9 / FVXM35A3V1B9 | DAIKIN | Non Ducted | Single Split System | 3.4 | 4.5 | INELIGIBLE | 0 | 0 | 0 | 0 | 0 | 0
RXM35R5V1B9 / FVXM35A3V1B | DAIKIN | Non Ducted | Single Split System | 3.4 | 4.5 | INELIGIBLE | 0 | 0 | 0 | 0 | 0 | 0
RXM35R5V1B / FVXM35A2V1B | DAIKIN | Non Ducted | Single Split System | 3.4 | 4.5 | INELIGIBLE | 0 | 0 | 0 | 0 | 0 | 0
RXM35R5V1B9 / FVXM35A2V1B | DAIKIN | Non Ducted | Single Split System | 3.4 | 4.5 | INELIGIBLE | 0 | 0 | 0 | 0 | 0 | 0
RXM35R5V1B | DAIKIN | Non Ducted | Single Split System | 3.4 | 4.5 | INELIGIBLE | 0 | 0 | 0 | 0 | 0 | 0
RXM25R5V1B9 / FVXM25A3V1B | DAIKIN | Non Ducted | Single Split System | 2.4 | 3.4 | INELIGIBLE | 0 | 0 | 0 | 0 | 0 | 0
RXM25R5V1B / FVXM25A2V1B | DAIKIN | Non Ducted | Single Split System | 2.4 | 3.4 | INELIGIBLE | 0 | 0 | 0 | 0 | 0 | 0
RXM25R5V1B9 / FVXM25A2V1B | DAIKIN | Non Ducted | Single Split System | 2.4 | 3.4 | INELIGIBLE | 0 | 0 | 0 | 0 | 0 | 0
RXM25R5V1B | DAIKIN | Non Ducted | Single Split System | 2.4 | 3.4 | INELIGIBLE | 0 | 0 | 0 | 0 | 0 | 0
RXM25R5V1B9 / FVXM25A3V1B9 | DAIKIN | Non Ducted | Single Split System | 2.4 | 3.4 | INELIGIBLE | 0 | 0 | 0 | 0 | 0 | 0
RXM25R5V1B / FVXM25A3V1B9 | DAIKIN | Non Ducted | Single Split System | 2.4 | 3.4 | INELIGIBLE | 0 | 0 | 0 | 0 | 0 | 0
RZYQ7T2Y1 / FDYQ180LCV1 | DAIKIN | Ducted | Single Split System | 18 | 20 | INELIGIBLE | 0 | 0 | 0 | 0 | 0 | 0
RZYQ7TA2Y1 / FDYQ180LCV1 | DAIKIN | Ducted | Single Split System | 18 | 20 | INELIGIBLE | 0 | 0 | 0 | 0 | 0 | 0
RZAV50CV1 / FCTA50AVMA | DAIKIN | Non Ducted | Single Split System | 5 | 6 | INELIGIBLE | 0 | 0 | 0 | 0 | 0 | 0
RZAV60CV1 / FCTA60AVMA | DAIKIN | Non Ducted | Single Split System | 6 | 7.1 | ELIGIBLE | 45 | 242 | 1325.3 | 51 | 346 | 1595.26
RZAV71CV1 / FCTA71AVMA | DAIKIN | Non Ducted | Single Split System | 7.1 | 8 | INELIGIBLE | 0 | 0 | 0 | 0 | 0 | 0
RZAV71CY1 / FCTA71AVMA | DAIKIN | Non Ducted | Single Split System | 7.1 | 8 | INELIGIBLE | 0 | 0 | 0 | 0 | 0 | 0
RZAV85CV1 / FCTA85AVMA | DAIKIN | Non Ducted | Single Split System | 8.5 | 10 | INELIGIBLE | 0 | 0 | 0 | 0 | 0 | 0
RZAV85CY1 / FCTA85AVMA | DAIKIN | Non Ducted | Single Split System | 8.5 | 10 | ELIGIBLE | 57 | 358 | 1745.62 | 65 | 505 | 2116.4
RZAV100FV1 / FCTA100AVMA | DAIKIN | Non Ducted | Single Split System | 10 | 12 | ELIGIBLE | 60 | 477 | 1967.7 | 71 | 670 | 2465.66
RZAV100FY1 / FCTA100AVMA | DAIKIN | Non Ducted | Single Split System | 10 | 12 | INELIGIBLE | 0 | 0 | 0 | 0 | 0 | 0
RZAV125FV1 / FCTA125AVMA | DAIKIN | Non Ducted | Single Split System | 12.5 | 15 | ELIGIBLE | 96 | 440 | 2728.16 | 109 | 682 | 3334.74
RZAV125FY1 / FCTA125AVMA | DAIKIN | Non Ducted | Single Split System | 12.5 | 15 | ELIGIBLE | 94 | 440 | 2683.24 | 107 | 682 | 3289.82
RZAV140FV1 / FCTA140AVMA | DAIKIN | Non Ducted | Single Split System | 14 | 16.5 | ELIGIBLE | 102 | 455 | 2882.42 | 116 | 726 | 3549.16
RZAV140FY1 / FCTA140AVMA | DAIKIN | Non Ducted | Single Split System | 14 | 16.5 | ELIGIBLE | 102 | 455 | 2882.42 | 116 | 726 | 3549.16
RZYQ7TY1 / FDYQ180LCV1 | DAIKIN | Ducted | Single Split System | 18 | 20 | INELIGIBLE | 0 | 0 | 0 | 0 | 0 | 0
RZYQ8TY1 / FDYQ200LCV1 | DAIKIN | Ducted | Single Split System | 20 | 22.4 | INELIGIBLE | 0 | 0 | 0 | 0 | 0 | 0
RZYQ10TY1 / FDYQ250LCV1 | DAIKIN | Ducted | Single Split System | 24 | 26.8 | INELIGIBLE | 0 | 0 | 0 | 0 | 0 | 0
RXM20YVMA / FTXM20YVMA | DAIKIN | Non Ducted | Single Split System | 2.2 | 2.7 | ELIGIBLE | 14 | 103 | 448.34 | 16 | 137 | 537.46
RXM25YVMA / FTXM25YVMA | DAIKIN | Non Ducted | Single Split System | 2.5 | 3.2 | ELIGIBLE | 17 | 122 | 540.42 | 19 | 160 | 634.74
RXM35YVMA / FTXM35YVMA | DAIKIN | Non Ducted | Single Split System | 3.5 | 3.7 | ELIGIBLE | 19 | 87 | 539.84 | 22 | 140 | 676.12
RZAS71C2V1 / FDYUA71AV19 | DAIKIN | Ducted | Single Split System | 7.1 | 7.5 | ELIGIBLE | 43 | 218 | 1249.18 | 49 | 356 | 1563.34
RZAS85C2V1 / FDYA85AV19 | DAIKIN | Ducted | Single Split System | 8.5 | 10 | ELIGIBLE | 53 | 219 | 1475.08 | 62 | 384 | 1891.72
RZAS125C2V1 / FDYUA125AV19 | DAIKIN | Ducted | Single Split System | 12.5 | 15 | INELIGIBLE | 0 | 0 | 0 | 0 | 0 | 0
RZAS160C2V1 / FDYUA160AV19 | DAIKIN | Ducted | Single Split System | 16 | 18 | ELIGIBLE | 92 | 174 | 2292.52 | 108 | 484 | 3054.88
RZAS140C2V1 / FDYA140AV19 | DAIKIN | Ducted | Single Split System | 14 | 16.5 | ELIGIBLE | 84 | 328 | 2313.04 | 99 | 599 | 3002.24
UAYQ60CY1A | DAIKIN | Ducted | Packaged | 16.27 | 15.24 | INELIGIBLE | 0 | 0 | 0 | 0 | 0 | 0
RZAS100C2V1 / FDYA100AV19 | DAIKIN | Ducted | Single Split System | 10 | 12.5 | ELIGIBLE | 66 | 345 | 1930.86 | 77 | 539 | 2430.12
UAYQ90CY1A | DAIKIN | Ducted | Packaged | 26.54 | 25.68 | INELIGIBLE | 0 | 0 | 0 | 0 | 0 | 0
UAYN300AFY1A | DAIKIN | Ducted | Packaged | 29.64 | 28.55 | INELIGIBLE | 0 | 0 | 0 | 0 | 0 | 0
UAYQ150CY1A | DAIKIN | Ducted | Packaged | 42.81 | 43.1 | INELIGIBLE | 0 | 0 | 0 | 0 | 0 | 0
UAYQ180CY1A | DAIKIN | Ducted | Packaged | 53.11 | 56.1 | INELIGIBLE | 0 | 0 | 0 | 0 | 0 | 0
UAYQ210CY1A | DAIKIN | Ducted | Packaged | 63.69 | 63.95 | INELIGIBLE | 0 | 0 | 0 | 0 | 0 | 0
RZAS71C2V1 / FDYA71AV19 | DAIKIN | Ducted | Single Split System | 7.1 | 7.5 | ELIGIBLE | 43 | 218 | 1249.18 | 49 | 356 | 1563.34
RZAS125C2V1 / FDYA125AV19 | DAIKIN | Ducted | Single Split System | 12.5 | 15 | INELIGIBLE | 0 | 0 | 0 | 0 | 0 | 0
RZAS160C2V1 / FDYA160AV19 | DAIKIN | Ducted | Single Split System | 16 | 18 | ELIGIBLE | 92 | 174 | 2292.52 | 108 | 484 | 3054.88
RZAS125CV1 / FDYA125AV1 | DAIKIN | Ducted | Single Split System | 12.5 | 15 | INELIGIBLE | 0 | 0 | 0 | 0 | 0 | 0
RZAS125CV1 / FDYA125AV19 | DAIKIN | Ducted | Single Split System | 12.5 | 15 | INELIGIBLE | 0 | 0 | 0 | 0 | 0 | 0
UAYQ120CY1A | DAIKIN | Ducted | Packaged | 34.4244 | 35.78 | INELIGIBLE | 0 | 0 | 0 | 0 | 0 | 0
RXM45YFVMA / FVXM45YVMA | DAIKIN | Non Ducted | Single Split System | 4.5 | 5.4 | INELIGIBLE | 0 | 0 | 0 | 0 | 0 | 0
RZAS71CV1 / FDYUA71AV1 | DAIKIN | Ducted | Single Split System | 7.1 | 7.5 | ELIGIBLE | 39 | 218 | 1159.34 | 46 | 356 | 1495.96
RZAS71CV1 / FDYUA71AV19 | DAIKIN | Ducted | Single Split System | 7.1 | 7.5 | ELIGIBLE | 39 | 218 | 1159.34 | 46 | 356 | 1495.96
RZAS160CV1 / FDYUA160AV1 | DAIKIN | Ducted | Single Split System | 16 | 18 | ELIGIBLE | 86 | 174 | 2157.76 | 102 | 484 | 2920.12
RZAS160CV1 / FDYUA160AV19 | DAIKIN | Ducted | Single Split System | 16 | 18 | ELIGIBLE | 86 | 174 | 2157.76 | 102 | 484 | 2920.12
RXM50YFVMA / FVXM50YVMA | DAIKIN | Non Ducted | Single Split System | 5 | 6 | ELIGIBLE | 34 | 209 | 1035.34 | 39 | 295 | 1259.44
RXM60YFVMA / FVXM60YVMA | DAIKIN | Non Ducted | Single Split System | 6 | 7 | ELIGIBLE | 36 | 114 | 956.76 | 42 | 217 | 1225.42
RXM71YFVMA / FVXM71YVMA | DAIKIN | Non Ducted | Single Split System | 6.7 | 8 | ELIGIBLE | 40 | 62 | 979 | 46 | 177 | 1263.26
RXM25YFVMA / FVXM25YVMA | DAIKIN | Non Ducted | Single Split System | 2.5 | 3.5 | INELIGIBLE | 0 | 0 | 0 | 0 | 0 | 0
RXM35YFVMA / FVXM35YVMA | DAIKIN | Non Ducted | Single Split System | 3.5 | 4.5 | INELIGIBLE | 0 | 0 | 0 | 0 | 0 | 0
RZAS125CV1 / FDYUA125AV1 | DAIKIN | Ducted | Single Split System | 12.5 | 15 | INELIGIBLE | 0 | 0 | 0 | 0 | 0 | 0
RZAS125CV1 / FDYUA125AV19 | DAIKIN | Ducted | Single Split System | 12.5 | 15 | INELIGIBLE | 0 | 0 | 0 | 0 | 0 | 0
RWXYQ4AV1/FXSQ100PAVE | DAIKIN | Non Ducted | Single Split System | 11.2 | 12.5 | INELIGIBLE | 0 | 0 | 0 | 0 | 0 | 0
RWXYQ5AV1/FXSQ125PAVE | DAIKIN | Non Ducted | Single Split System | 14 | 16 | INELIGIBLE | 0 | 0 | 0 | 0 | 0 | 0
RWXYQ3AV1/FXSQ80PAVE | DAIKIN | Non Ducted | Single Split System | 8 | 9 | INELIGIBLE | 0 | 0 | 0 | 0 | 0 | 0
RZAV50CAV1 / FCA50CAVMA | DAIKIN | Non Ducted | Single Split System | 5 | 6 | INELIGIBLE | 0 | 0 | 0 | 0 | 0 | 0
RZAV60CAV1 / FCA60CAVMA | DAIKIN | Non Ducted | Single Split System | 6 | 7.1 | ELIGIBLE | 42 | 242 | 1257.92 | 48 | 346 | 1527.88
RZAV50CAV1 / FBA50BAVMA | DAIKIN | Ducted | Single Split System | 5 | 6 | INELIGIBLE | 0 | 0 | 0 | 0 | 0 | 0
RZAV60CAV1 / FBA60BAVMA | DAIKIN | Ducted | Single Split System | 6 | 7.1 | INELIGIBLE | 0 | 0 | 0 | 0 | 0 | 0
RZAV50CAV1 / FHA50CAVMA | DAIKIN | Non Ducted | Single Split System | 5 | 6 | INELIGIBLE | 0 | 0 | 0 | 0 | 0 | 0
RZAV60CAV1 / FHA60CAVMA | DAIKIN | Non Ducted | Single Split System | 6 | 7.1 | INELIGIBLE | 0 | 0 | 0 | 0 | 0 | 0
RXC50AAV1A / FTXC50AV1A | DAIKIN | Non Ducted | Single Split System | 5 | 6 | INELIGIBLE | 0 | 0 | 0 | 0 | 0 | 0
RXC60AAV1A / FTXC60AV1A | DAIKIN | Non Ducted | Single Split System | 6 | 7.1 | INELIGIBLE | 0 | 0 | 0 | 0 | 0 | 0
RZA50CAV1 / FDYAN50AV1 | DAIKIN | Ducted | Single Split System | 5 | 6 | INELIGIBLE | 0 | 0 | 0 | 0 | 0 | 0
RZA60CAV1 / FDYAN60AV1 | DAIKIN | Ducted | Single Split System | 6 | 7 | INELIGIBLE | 0 | 0 | 0 | 0 | 0 | 0
RZA71CAV1 / FDYAN71AV1 | DAIKIN | Ducted | Single Split System | 7.1 | 7.5 | INELIGIBLE | 0 | 0 | 0 | 0 | 0 | 0
RZAC50GAV1 / FDYBA50AV1 | DAIKIN | Ducted | Single Split System | 5 | 6 | ELIGIBLE | 31 | 136 | 873.06 | 37 | 233 | 1133.92
RZAC60GAV1 / FDYBA60AV1 | DAIKIN | Ducted | Single Split System | 6 | 7 | ELIGIBLE | 40 | 132 | 1070 | 46 | 248 | 1355.56
RZAV50CAV1 / FCTA50AVMA | DAIKIN | Non Ducted | Single Split System | 5 | 6 | INELIGIBLE | 0 | 0 | 0 | 0 | 0 | 0
RZAV60CAV1 / FCTA60AVMA | DAIKIN | Non Ducted | Single Split System | 6 | 7.1 | ELIGIBLE | 42 | 242 | 1257.92 | 48 | 346 | 1527.88
RZA71CAV1 / FDYUAN71AV1 | DAIKIN | Ducted | Single Split System | 7.1 | 7.5 | INELIGIBLE | 0 | 0 | 0 | 0 | 0 | 0
RZAC71CAV1 / FCA71CAVMA | DAIKIN | Non Ducted | Single Split System | 7.1 | 8 | INELIGIBLE | 0 | 0 | 0 | 0 | 0 | 0
RZAC71CAV1 / FBA71BVMA | DAIKIN | Ducted | Single Split System | 7.1 | 8 | INELIGIBLE | 0 | 0 | 0 | 0 | 0 | 0
UAYN180AFY1A | DAIKIN | Ducted | Packaged | 17.43 | 17.23 | INELIGIBLE | 0 | 0 | 0 | 0 | 0 | 0
RZQ200MY1 / FDYQN200LCV1 | DAIKIN | Ducted | Single Split System | 19.5 | 22.4 | INELIGIBLE | 0 | 0 | 0 | 0 | 0 | 0
RZQ250LY1 / FDYQN250LBV1 | DAIKIN | Ducted | Single Split System | 23.5 | 26.8 | INELIGIBLE | 0 | 0 | 0 | 0 | 0 | 0
RZYQ8TAY1 / FDYQ200LCV1 | DAIKIN | Ducted | Single Split System | 20 | 22.4 | INELIGIBLE | 0 | 0 | 0 | 0 | 0 | 0
RZYQ10TAY1 / FDYQ250LCV1 | DAIKIN | Ducted | Single Split System | 24 | 26.8 | INELIGIBLE | 0 | 0 | 0 | 0 | 0 | 0
RZYQ7TAY1 / FDYQ180LCV1 | DAIKIN | Ducted | Single Split System | 18 | 20 | INELIGIBLE | 0 | 0 | 0 | 0 | 0 | 0
RZQ180MY1 / FDYQN180LCV1 | DAIKIN | Ducted | Single Split System | 18 | 20 | INELIGIBLE | 0 | 0 | 0 | 0 | 0 | 0
RZAC25EVM / FFA25AVM | DAIKIN | Non Ducted | Single Split System | 2.5 | 3.2 | INELIGIBLE | 0 | 0 | 0 | 0 | 0 | 0
RZAC35EVM / FFA35AVM | DAIKIN | Non Ducted | Single Split System | 3.5 | 4.2 | INELIGIBLE | 0 | 0 | 0 | 0 | 0 | 0
RZAC50EVM / FFA50AVM | DAIKIN | Non Ducted | Single Split System | 5 | 6 | ELIGIBLE | 32 | 248 | 1041.12 | 37 | 334 | 1265.22
RZAC60EVM / FFA60AVM | DAIKIN | Non Ducted | Single Split System | 6 | 7.1 | ELIGIBLE | 37 | 203 | 1094.92 | 42 | 307 | 1342.42
RZAC71EVM / FFA71AVM | DAIKIN | Non Ducted | Single Split System | 7.1 | 8 | ELIGIBLE | 40 | 114 | 1046.6 | 46 | 237 | 1341.26
RZAS180DY1 / FDYA180AV1 | DAIKIN | Ducted | Single Split System | 18 | 20 | ELIGIBLE | 113 | 401 | 3059.28 | 131 | 750 | 3917.26
RZAS200DY1 / FDYA200AV1 | DAIKIN | Ducted | Single Split System | 20 | 22.4 | ELIGIBLE | 121 | 286 | 3089.46 | 141 | 674 | 4043.06
RZA50CV1 / FDYAN50AV1 | DAIKIN | Ducted | Single Split System | 5 | 6 | INELIGIBLE | 0 | 0 | 0 | 0 | 0 | 0
RZA60CV1 / FDYAN60AV1 | DAIKIN | Ducted | Single Split System | 6 | 7 | INELIGIBLE | 0 | 0 | 0 | 0 | 0 | 0
RZA71CV1 / FDYAN71AV1 | DAIKIN | Ducted | Single Split System | 7.1 | 7.5 | INELIGIBLE | 0 | 0 | 0 | 0 | 0 | 0
RZA85CV1 / FDYAN85AV1 | DAIKIN | Ducted | Single Split System | 8.5 | 10 | INELIGIBLE | 0 | 0 | 0 | 0 | 0 | 0
RZA100CV1 / FDYAN100AV1 | DAIKIN | Ducted | Single Split System | 10 | 12.5 | INELIGIBLE | 0 | 0 | 0 | 0 | 0 | 0
RZA125CV1 / FDYAN125AV1 | DAIKIN | Ducted | Single Split System | 12.5 | 15 | INELIGIBLE | 0 | 0 | 0 | 0 | 0 | 0
RZA140CV1 / FDYAN140AV1 | DAIKIN | Ducted | Single Split System | 14 | 16.5 | INELIGIBLE | 0 | 0 | 0 | 0 | 0 | 0
RZA160CV1 / FDYAN160AV1 | DAIKIN | Ducted | Single Split System | 15.5 | 18 | INELIGIBLE | 0 | 0 | 0 | 0 | 0 | 0
RXV46UVMA / FTXV46UVMA | Daikin | Non Ducted | Single Split System | 4.6 | 4.7 | ELIGIBLE | 26 | 116 | 734.76 | 30 | 196 | 928.6
RZAS71CV1 / FDYA71AV1 | DAIKIN | Ducted | Single Split System | 7.1 | 7.5 | ELIGIBLE | 39 | 218 | 1159.34 | 46 | 356 | 1495.96
RZAS71CV1 / FDYA71AV19 | DAIKIN | Ducted | Single Split System | 7.1 | 7.5 | ELIGIBLE | 39 | 218 | 1159.34 | 46 | 356 | 1495.96
RZAS85CV1 / FDYA85AV19 | DAIKIN | Ducted | Single Split System | 8.5 | 10 | ELIGIBLE | 52 | 219 | 1452.62 | 61 | 384 | 1869.26
RZAS85CV1 / FDYA85AV1 | DAIKIN | Ducted | Single Split System | 8.5 | 10 | ELIGIBLE | 52 | 219 | 1452.62 | 61 | 384 | 1869.26
RZAS100CV1 / FDYA100AV19 | DAIKIN | Ducted | Single Split System | 10 | 12.5 | ELIGIBLE | 66 | 345 | 1930.86 | 77 | 539 | 2430.12
RZAS100CV1 / FDYA100AV1 | DAIKIN | Ducted | Single Split System | 10 | 12.5 | ELIGIBLE | 66 | 345 | 1930.86 | 77 | 539 | 2430.12
RZAS140CV1 / FDYA140AV1 | DAIKIN | Ducted | Single Split System | 14 | 16.5 | ELIGIBLE | 78 | 328 | 2178.28 | 92 | 599 | 2845.02
RZAS140CV1 / FDYA140AV19 | DAIKIN | Ducted | Single Split System | 14 | 16.5 | ELIGIBLE | 78 | 328 | 2178.28 | 92 | 599 | 2845.02
RZAS160CV1 / FDYA160AV1 | DAIKIN | Ducted | Single Split System | 16 | 18 | ELIGIBLE | 86 | 174 | 2157.76 | 102 | 484 | 2920.12
RZAS160CV1 / FDYA160AV19 | DAIKIN | Ducted | Single Split System | 16 | 18 | ELIGIBLE | 86 | 174 | 2157.76 | 102 | 484 | 2920.12
RZA71CY1 / FDYAN71AV1 | DAIKIN | Ducted | Single Split System | 7.1 | 7.5 | INELIGIBLE | 0 | 0 | 0 | 0 | 0 | 0
RZA85CY1 / FDYAN85AV1 | DAIKIN | Ducted | Single Split System | 8.5 | 10 | INELIGIBLE | 0 | 0 | 0 | 0 | 0 | 0
RZA100CY1 / FDYAN100AV1 | DAIKIN | Ducted | Single Split System | 10 | 12.5 | INELIGIBLE | 0 | 0 | 0 | 0 | 0 | 0
RZA125CY1 / FDYAN125AV1 | DAIKIN | Ducted | Single Split System | 12.5 | 15 | INELIGIBLE | 0 | 0 | 0 | 0 | 0 | 0
RZA140CY1 / FDYAN140AV1 | DAIKIN | Ducted | Single Split System | 14 | 16.5 | INELIGIBLE | 0 | 0 | 0 | 0 | 0 | 0
RZA160CY1 / FDYAN160AV1 | DAIKIN | Ducted | Single Split System | 15.5 | 18 | INELIGIBLE | 0 | 0 | 0 | 0 | 0 | 0
RXV20UVMA / FTXV20UVMA | DAIKIN | Non Ducted | Single Split System | 2 | 2.7 | ELIGIBLE | 13 | 65 | 376.48 | 14 | 95 | 437.94
RXV25UVMA / FTXV25UVMA | DAIKIN | Non Ducted | Single Split System | 2.5 | 3.2 | ELIGIBLE | 16 | 91 | 477.66 | 18 | 129 | 571.98
RXV35UVMA / FTXV35UVMA | DAIKIN | Non Ducted | Single Split System | 3.5 | 3.7 | ELIGIBLE | 17 | 42 | 436.42 | 20 | 95 | 572.7
RXV46UVMA / FTXV46UVMA | DAIKIN | Non Ducted | Single Split System | 4.6 | 4.7 | ELIGIBLE | 26 | 116 | 734.76 | 30 | 196 | 928.6
RXV50UVMA / FTXV50UVMA | DAIKIN | Non Ducted | Single Split System | 5 | 6 | ELIGIBLE | 34 | 152 | 961.24 | 39 | 239 | 1186.64
RXV60UVMA / FTXV60UVMA | DAIKIN | Non Ducted | Single Split System | 6 | 7.2 | ELIGIBLE | 39 | 125 | 1038.44 | 45 | 228 | 1307.1
RXV71UVMA / FTXV71UVMA | DAIKIN | Non Ducted | Single Split System | 7.1 | 8 | ELIGIBLE | 43 | 120 | 1121.78 | 49 | 242 | 1415.14
RXF25WVMA / FTXF25WVMA | DAIKIN | Non Ducted | Single Split System | 2.5 | 3 | INELIGIBLE | 0 | 0 | 0 | 0 | 0 | 0
RXF35WVMA / FTXF35WVMA | DAIKIN | Non Ducted | Single Split System | 3.5 | 3.7 | INELIGIBLE | 0 | 0 | 0 | 0 | 0 | 0
RXF46WVMA / FTXF46WVMA | DAIKIN | Non Ducted | Single Split System | 4.6 | 4.7 | INELIGIBLE | 0 | 0 | 0 | 0 | 0 | 0
RXF50WVMA / FTXF50WVMA | DAIKIN | Non Ducted | Single Split System | 5 | 5.2 | INELIGIBLE | 0 | 0 | 0 | 0 | 0 | 0
RXF60WVMA / FTXF60WVMA | DAIKIN | Non Ducted | Single Split System | 6 | 6.5 | INELIGIBLE | 0 | 0 | 0 | 0 | 0 | 0
RXF71WVMA / FTXF71WVMA | DAIKIN | Non Ducted | Single Split System | 7.1 | 8 | INELIGIBLE | 0 | 0 | 0 | 0 | 0 | 0
RXF20WVMA / FTXF20WVMA | DAIKIN | Non Ducted | Single Split System | 2 | 2.5 | INELIGIBLE | 0 | 0 | 0 | 0 | 0 | 0
RXV25WVMA / FTXV25WVMA | DAIKIN | Non Ducted | Single Split System | 2.5 | 3.2 | ELIGIBLE | 16 | 108 | 499.76 | 19 | 146 | 616.54
RZAS180DV1 / FDYA180AV1 | DAIKIN | Ducted | Single Split System | 18 | 20 | ELIGIBLE | 113 | 362 | 3008.58 | 130 | 711 | 3844.1
WAC-09H-WH | Devanti | Non Ducted | Window Wall | 2.7 | 2.4 | INELIGIBLE | 0 | 0 | 0 | 0 | 0 | 0
GDPAC32RC | Dimplex | Non Ducted | Portable | 3.3 | 2.9 | INELIGIBLE | 0 | 0 | 0 | 0 | 0 | 0
DPRC40-U | Dimplex | Non Ducted | Portable | 4 | 4 | INELIGIBLE | 0 | 0 | 0 | 0 | 0 | 0
DCES18B | DIMPLEX | Non Ducted | Single Split System | 5.25 | 5.4 | INELIGIBLE | 0 | 0 | 0 | 0 | 0 | 0
DPRC35ECO | Dimplex | Non Ducted | Portable | 3.25 | 2.81 | INELIGIBLE | 0 | 0 | 0 | 0 | 0 | 0
DPRC20ECO-A | Dimplex | Non Ducted | Portable | 2.05 | 1.77 | INELIGIBLE | 0 | 0 | 0 | 0 | 0 | 0
DPRC26ECO-A | Dimplex | Non Ducted | Portable | 2.637 | 2.14 | INELIGIBLE | 0 | 0 | 0 | 0 | 0 | 0
DPRC29ECO-B | Dimplex | Non Ducted | Portable | 2.93 | 2.49 | INELIGIBLE | 0 | 0 | 0 | 0 | 0 | 0
DPRC41ECO-C | Dimplex | Non Ducted | Portable | 4.1 | 3.37 | INELIGIBLE | 0 | 0 | 0 | 0 | 0 | 0
DCB09 | DIMPLEX | Non Ducted | Window Wall | 2.7 | 2.4 | INELIGIBLE | 0 | 0 | 0 | 0 | 0 | 0
DCB14 | DIMPLEX | Non Ducted | Window Wall | 4.2 | 3.6 | INELIGIBLE | 0 | 0 | 0 | 0 | 0 | 0
ISR-35P-OUT/ISR-35P-IND | Domain | Non Ducted | Single Split System | 3.5 | 4.5 | INELIGIBLE | 0 | 0 | 0 | 0 | 0 | 0
ISR-72P-OUT/ISR-72P-IND | Domain | Non Ducted | Single Split System | 7.2 | 7.2 | ELIGIBLE | 38 | 188 | 1097.88 | 44 | 312 | 1393.84
ISR-52P-OUT/ISR-52P-IND | Domain | Non Ducted | Single Split System | 5.2 | 5.2 | ELIGIBLE | 28 | 120 | 784.88 | 32 | 210 | 991.72
ISR-26P-OUT/ISR-26P-IND | Domain | Non Ducted | Single Split System | 2.64 | 4.05 | INELIGIBLE | 0 | 0 | 0 | 0 | 0 | 0
WAM-27B | Domain | Non Ducted | Window Wall | 2.7 | 2.4 | INELIGIBLE | 0 | 0 | 0 | 0 | 0 | 0
WAM-42B | Domain | Non Ducted | Window Wall | 4.2 | 3.6 | INELIGIBLE | 0 | 0 | 0 | 0 | 0 | 0
ISR-26Q-OUT/ISR-26Q-IND | Domain | Non Ducted | Single Split System | 2.64 | 3.3 | ELIGIBLE | 16 | 90 | 476.36 | 19 | 130 | 595.74
ISR-35Q-OUT/ISR-35Q-IND | Domain | Non Ducted | Single Split System | 3.53 | 3.65 | ELIGIBLE | 18 | 52 | 471.88 | 20 | 106 | 587
ISR-53Q-OUT/ISR-53Q-IND | Domain | Non Ducted | Single Split System | 5.3 | 5.3 | ELIGIBLE | 31 | 193 | 947.16 | 35 | 285 | 1156.6
ISR-72Q-OUT/ISR-72Q-IND | Domain | Non Ducted | Single Split System | 7.2 | 7.3 | ELIGIBLE | 40 | 81 | 1003.7 | 46 | 205 | 1299.66
YWD-08HD/FC-3 | DualVent | Non Ducted | Unitary double duct wall mounted | 2.35 | 2.63 | INELIGIBLE | 0 | 0 | 0 | 0 | 0 | 0
YWD-08HD/FC-3-W | DualVent | Non Ducted | Unitary double duct wall mounted | 2.35 | 2.63 | INELIGIBLE | 0 | 0 | 0 | 0 | 0 | 0
YWD1-08HD/FC-3-W | DualVent | Non Ducted | Unitary double duct wall mounted | 2.35 | 2.63 | INELIGIBLE | 0 | 0 | 0 | 0 | 0 | 0
DualVent | DualVent | Non Ducted | Unitary double duct wall mounted | 2.35 | 2.63 | INELIGIBLE | 0 | 0 | 0 | 0 | 0 | 0
EFKT210 | EcoFlow | Non Ducted | Portable | 1.5 | 1.8 | INELIGIBLE | 0 | 0 | 0 | 0 | 0 | 0
EG-SSS-28-ND | EcoGenius | Non Ducted | Single Split System | 2.8 | 2.65 | ELIGIBLE | 14 | 128 | 480.84 | 16 | 171 | 581.66
ACSS76 | Emerald | Non Ducted | Single Split System | 7.6 | 9.6 | ELIGIBLE | 50 | 336 | 1559.8 | 57 | 467 | 1887.32
ACSS99 | Emerald | Non Ducted | Single Split System | 9.9 | 11.5 | ELIGIBLE | 63 | 445 | 1993.48 | 72 | 616 | 2417.92
ACSS50 | Emerald Energy | Non Ducted | Single Split System | 5 | 5.3 | ELIGIBLE | 30 | 180 | 907.8 | 34 | 267 | 1110.74
ACSS25 | Emerald Energy | Non Ducted | Single Split System | 2.5 | 3.2 | ELIGIBLE | 16 | 91 | 477.66 | 18 | 129 | 571.98
ACSS72 | Emerald Energy | Non Ducted | Single Split System | 7.2 | 7.5 | ELIGIBLE | 41 | 222 | 1209.46 | 47 | 346 | 1505.42
ACSS35 | Emerald Energy | Non Ducted | Single Split System | 3.5 | 3.7 | ELIGIBLE | 18 | 82 | 510.88 | 21 | 135 | 647.16
ACR160U/ACR160D | Emerald Energy | Ducted | Single Split System | 16 | 18.9 | ELIGIBLE | 97 | 216 | 2459.42 | 114 | 526 | 3244.24
ERS-AC28F01 | ERS tech | Non Ducted | Single Split System | 2.8 | 2.65 | ELIGIBLE | 14 | 128 | 480.84 | 16 | 171 | 581.66
ERS-AC52F01 | ERS tech | Non Ducted | Single Split System | 5.2 | 5.2 | ELIGIBLE | 28 | 120 | 784.88 | 32 | 210 | 991.72
ERS-AC72F01 | ERS tech | Non Ducted | Single Split System | 7.2 | 7.2 | ELIGIBLE | 38 | 188 | 1097.88 | 44 | 312 | 1393.84
ERS-AC82F01 | ERS tech | Non Ducted | Single Split System | 8.2 | 8.5 | ELIGIBLE | 45 | 138 | 1190.1 | 52 | 279 | 1530.62
EUR-9000FX | EUROMATIC | Non Ducted | Single Split System | 2.69 | 2.6 | INELIGIBLE | 0 | 0 | 0 | 0 | 0 | 0
EUR-9000WAC1 | EUROMATIC | Non Ducted | Window Wall | 2.6 | 2.4 | INELIGIBLE | 0 | 0 | 0 | 0 | 0 | 0
EUR-26SPLIT | EUROMATIC | Non Ducted | Single Split System | 2.64 | 4.05 | INELIGIBLE | 0 | 0 | 0 | 0 | 0 | 0
EUR-9000WAC2 | EUROMATIC | Non Ducted | Window Wall | 2.7 | 2.4 | INELIGIBLE | 0 | 0 | 0 | 0 | 0 | 0
EPA58041RWB | Excelair | Non Ducted | Portable | 4.1 | 3.3 | INELIGIBLE | 0 | 0 | 0 | 0 | 0 | 0
AOTH18KBTA/AUTH18KVLA | FUJITSU | Non Ducted | Single Split System | 5 | 6 | INELIGIBLE | 0 | 0 | 0 | 0 | 0 | 0
AOTH12KBTA/AUTH12KVLA | FUJITSU | Non Ducted | Single Split System | 3.5 | 4 | INELIGIBLE | 0 | 0 | 0 | 0 | 0 | 0
AOTH09KBTA/AUTH09KVLA | FUJITSU | Non Ducted | Single Split System | 2.5 | 3.2 | INELIGIBLE | 0 | 0 | 0 | 0 | 0 | 0
AOTH18KBTA/ARTH18KLLAP | FUJITSU | Ducted | Single Split System | 5 | 6 | ELIGIBLE | 31 | 130 | 865.26 | 37 | 227 | 1126.12
AOTH18KBTA/ARTH18KSLAP | FUJITSU | Ducted | Single Split System | 5 | 6 | INELIGIBLE | 0 | 0 | 0 | 0 | 0 | 0
AOTH12KBTA/ARTH12KLLAP | FUJITSU | Ducted | Single Split System | 3.5 | 4 | ELIGIBLE | 21 | 111 | 615.96 | 25 | 179 | 794.2
AOTH12KBTA/ARTH12KSLAP | FUJITSU | Ducted | Single Split System | 3.5 | 4 | INELIGIBLE | 0 | 0 | 0 | 0 | 0 | 0
AOTH09KBTA/ARTH09KLLAP | FUJITSU | Ducted | Single Split System | 2.5 | 3.2 | ELIGIBLE | 18 | 110 | 547.28 | 21 | 158 | 677.06
AOTH09KBTA/ARTH09KSLAP | FUJITSU | Ducted | Single Split System | 2.5 | 3.2 | ELIGIBLE | 17 | 93 | 502.72 | 20 | 141 | 632.5
AOTG14KVCA/AGTG14KVCA | FUJITSU | Non Ducted | Single Split System | 4.2 | 5.2 | ELIGIBLE | 26 | 114 | 732.16 | 30 | 186 | 915.6
AOTG12KVCA/AGTG12KVCA | FUJITSU | Non Ducted | Single Split System | 3.5 | 4.5 | INELIGIBLE | 0 | 0 | 0 | 0 | 0 | 0
AOTG09KVCA/AGTG09KVCA | FUJITSU | Non Ducted | Single Split System | 2.5 | 3.5 | ELIGIBLE | 16 | 85 | 469.86 | 19 | 123 | 586.64
AOTH24KBTA/ARTH24KMTAP | FUJITSU | Ducted | Single Split System | 7.1 | 8 | INELIGIBLE | 0 | 0 | 0 | 0 | 0 | 0
AOTH18KBTA/ARTH18KMTAP | FUJITSU | Ducted | Single Split System | 5 | 6 | ELIGIBLE | 32 | 136 | 895.52 | 37 | 233 | 1133.92
AOTH24KCTA/ARTH24KMTAP | FUJITSU | Ducted | Single Split System | 7.1 | 8 | ELIGIBLE | 47 | 246 | 1375.42 | 54 | 384 | 1712.04
AOTH30KBTA/ARTH30KMTAP | FUJITSU | Ducted | Single Split System | 8.5 | 10 | ELIGIBLE | 52 | 79 | 1270.62 | 61 | 244 | 1687.26
AOTH36KBTA/ARTH36KMTAP | FUJITSU | Ducted | Single Split System | 10 | 11.2 | INELIGIBLE | 0 | 0 | 0 | 0 | 0 | 0
AOTH45KBTA/ARTH45KMTAP | FUJITSU | Ducted | Single Split System | 12.5 | 14 | INELIGIBLE | 0 | 0 | 0 | 0 | 0 | 0
AOTH54KBTA/ARTH54KMTAP | FUJITSU | Ducted | Single Split System | 13 | 15 | ELIGIBLE | 69 | -65 | 1549.74 | 82 | 186 | 2083.52
AOTH30KCTA/ARTH30KMTAP | FUJITSU | Ducted | Single Split System | 8.5 | 10 | ELIGIBLE | 57 | 270 | 1631.22 | 66 | 434 | 2046.56
AOTH07KNCA/ASTH07KNCA | FUJITSU | Non Ducted | Single Split System | 2 | 2.5 | ELIGIBLE | 11 | 37 | 295.16 | 13 | 67 | 379.08
AOTH12KNCA/ASTH12KNCA | FUJITSU | Non Ducted | Single Split System | 3.4 | 4 | INELIGIBLE | 0 | 0 | 0 | 0 | 0 | 0
AOTH09KNCA / ASTH09KNCA | FUJITSU | Non Ducted | Single Split System | 2.5 | 3.2 | ELIGIBLE | 15 | 52 | 404.5 | 17 | 90 | 498.82
AOTH14KNCA/ASTH14KNCA | FUJITSU | Non Ducted | Single Split System | 4.2 | 4.7 | ELIGIBLE | 25 | 41 | 614.8 | 29 | 114 | 799.54
AOTH18KNTA/ASTH18KNTA | FUJITSU | Non Ducted | Single Split System | 5 | 5.2 | ELIGIBLE | 27 | 63 | 688.32 | 31 | 149 | 889.96
AOTH22KNTA/ASTH22KNTA | FUJITSU | Non Ducted | Single Split System | 6 | 6.5 | INELIGIBLE | 0 | 0 | 0 | 0 | 0 | 0
AOTH24KNTA/ASTH24KNTA | FUJITSU | Non Ducted | Single Split System | 7.1 | 8 | ELIGIBLE | 41 | 2 | 923.46 | 47 | 125 | 1218.12
AOTH24KBTA/ARTH24KHTA | FUJITSU | Ducted | Single Split System | 7.1 | 8 | INELIGIBLE | 0 | 0 | 0 | 0 | 0 | 0
AOTH30KBTA/ARTH30KHTA | FUJITSU | Ducted | Single Split System | 8.5 | 10 | ELIGIBLE | 54 | 219 | 1497.54 | 63 | 384 | 1914.18
AOTH30KCTA/ARTH30KHTA | FUJITSU | Ducted | Single Split System | 8.5 | 10 | ELIGIBLE | 58 | 315 | 1712.18 | 67 | 479 | 2127.52
AOTH36KBTA/ARTH36KHTA | FUJITSU | Ducted | Single Split System | 10 | 11.2 | INELIGIBLE | 0 | 0 | 0 | 0 | 0 | 0
AOTH36KCTA/ARTH36KHTA | FUJITSU | Ducted | Single Split System | 10 | 12.5 | ELIGIBLE | 69 | 350 | 2004.74 | 80 | 544 | 2504
AOTH36KRTA/ARTH36KHTA | FUJITSU | Ducted | Single Split System | 10 | 11.2 | INELIGIBLE | 0 | 0 | 0 | 0 | 0 | 0
AOTH45KBTA/ARTH45KHTA | FUJITSU | Ducted | Single Split System | 12.5 | 14 | ELIGIBLE | 75 | 130 | 1853.5 | 87 | 372 | 2437.62
AOTH45KCTA/ARTH45KHTA | FUJITSU | Ducted | Single Split System | 12.5 | 15 | ELIGIBLE | 84 | 337 | 2324.74 | 97 | 579 | 2931.32
AOTH45KRTA/ARTH45KHTA | FUJITSU | Ducted | Single Split System | 12.5 | 14 | ELIGIBLE | 75 | 130 | 1853.5 | 87 | 372 | 2437.62
AOTH54KBTA/ARTH54KHTA | FUJITSU | Ducted | Single Split System | 14 | 15.5 | ELIGIBLE | 76 | -69 | 1706.96 | 90 | 201 | 2282.7
AOTH54KCTA/ARTH54KHTA | FUJITSU | Ducted | Single Split System | 14 | 16.5 | ELIGIBLE | 86 | 339 | 2372.26 | 101 | 611 | 3062.76
AOTH54KRTA/ARTH54KHTA | FUJITSU | Ducted | Single Split System | 14 | 15.5 | ELIGIBLE | 76 | -69 | 1706.96 | 90 | 201 | 2282.7
AOTH60KBTA/ARTH60KHTA | FUJITSU | Ducted | Single Split System | 15.5 | 18 | ELIGIBLE | 89 | 33 | 2041.84 | 105 | 333 | 2791.2
AOTH60KCTA/ARTH60KHTB | FUJITSU | Ducted | Single Split System | 16 | 18 | ELIGIBLE | 92 | 191 | 2314.62 | 108 | 501 | 3076.98
AOTH60KRTA/ARTH60KHTA | FUJITSU | Ducted | Single Split System | 15.5 | 18 | ELIGIBLE | 89 | 33 | 2041.84 | 105 | 333 | 2791.2
AOTH24KMTD/ASTH24KMTD | FUJITSU | Non Ducted | Single Split System | 7.1 | 8 | ELIGIBLE | 41 | 70 | 1011.86 | 47 | 192 | 1305.22
AOTH07KMCD/ASTH07KMCD | FUJITSU | Non Ducted | Single Split System | 2 | 2.8 | ELIGIBLE | 14 | 82 | 421.04 | 16 | 112 | 504.96
AOTH09KMCD/ASTH09KMCD | FUJITSU | Non Ducted | Single Split System | 2.5 | 3.2 | ELIGIBLE | 16 | 85 | 469.86 | 19 | 123 | 586.64
AOTH12KMCD/ASTH12KMCD | FUJITSU | Non Ducted | Single Split System | 3.5 | 3.7 | ELIGIBLE | 17 | 53 | 450.72 | 20 | 107 | 588.3
AOTH14KMCD/ASTH14KMCD | FUJITSU | Non Ducted | Single Split System | 4.2 | 5.4 | ELIGIBLE | 28 | 86 | 740.68 | 32 | 158 | 924.12
AOTH18KMTD/ASTH18KMTD | FUJITSU | Non Ducted | Single Split System | 5 | 6 | ELIGIBLE | 35 | 220 | 1072.1 | 40 | 306 | 1296.2
AOTH22KMTD/ASTH22KMTD | FUJITSU | Non Ducted | Single Split System | 6 | 7.2 | ELIGIBLE | 38 | 158 | 1058.88 | 44 | 262 | 1328.84
AOTH30KNTA/ASTH30KNTA | FUJITSU | Non Ducted | Single Split System | 8.5 | 9 | ELIGIBLE | 50 | 83 | 1230.9 | 57 | 230 | 1579.22
AOTH34KNTA/ASTH34KNTA | FUJITSU | Non Ducted | Single Split System | 9.5 | 10.3 | INELIGIBLE | 0 | 0 | 0 | 0 | 0 | 0
AOTH30KMTD/ASTH30KMTD | FUJITSU | Non Ducted | Single Split System | 8.5 | 9 | ELIGIBLE | 50 | 83 | 1230.9 | 57 | 230 | 1579.22
AOTH34KMTD/ASTH34KMTD | FUJITSU | Non Ducted | Single Split System | 9.5 | 10.3 | INELIGIBLE | 0 | 0 | 0 | 0 | 0 | 0
AOTH18KBTA/ABTH18KRTA | FUJITSU | Non Ducted | Single Split System | 5 | 6 | INELIGIBLE | 0 | 0 | 0 | 0 | 0 | 0
AOTH24KBTA/ABTH24KRTA | FUJITSU | Non Ducted | Single Split System | 7.1 | 8 | ELIGIBLE | 42 | -36 | 943.32 | 48 | 85 | 1188.58
AOTH30KBTA/ABTH30KRTA | FUJITSU | Non Ducted | Single Split System | 8.5 | 10 | INELIGIBLE | 0 | 0 | 0 | 0 | 0 | 0
AOTH36KBTA/ABTH36KRTA | FUJITSU | Non Ducted | Single Split System | 10 | 11.2 | INELIGIBLE | 0 | 0 | 0 | 0 | 0 | 0
AOTH45KBTA/ABTH45KRTA | FUJITSU | Non Ducted | Single Split System | 12.5 | 14 | INELIGIBLE | 0 | 0 | 0 | 0 | 0 | 0
AOTH54KBTA/ABTH54KRTA | FUJITSU | Non Ducted | Single Split System | 13 | 15.5 | INELIGIBLE | 0 | 0 | 0 | 0 | 0 | 0
AOTH24KBTA/AUTH24KRTA | FUJITSU | Non Ducted | Single Split System | 7.1 | 8 | ELIGIBLE | 42 | 30 | 982.32 | 48 | 153 | 1276.98
AOTH30KBTA/AUTH30KRTA | FUJITSU | Non Ducted | Single Split System | 8.5 | 10 | ELIGIBLE | 51 | 140 | 1327.46 | 59 | 286 | 1696.94
AOTH36KBTA/AUTH36KRTA | FUJITSU | Non Ducted | Single Split System | 10 | 11.2 | INELIGIBLE | 0 | 0 | 0 | 0 | 0 | 0
AOTH45KBTA/AUTH45KRTA | FUJITSU | Non Ducted | Single Split System | 12.5 | 14 | ELIGIBLE | 76 | 79 | 1809.66 | 89 | 321 | 2416.24
AOTH54KBTA/AUTH54KRTA | FUJITSU | Non Ducted | Single Split System | 13 | 15.5 | ELIGIBLE | 71 | 86 | 1706.46 | 84 | 337 | 2324.74
AOTH36KRTA/AUTH36KRTA | FUJITSU | Non Ducted | Single Split System | 10 | 11.2 | INELIGIBLE | 0 | 0 | 0 | 0 | 0 | 0
AOTH45KRTA/AUTH45KRTA | FUJITSU | Non Ducted | Single Split System | 12.5 | 14 | ELIGIBLE | 76 | 79 | 1809.66 | 89 | 321 | 2416.24
AOTH54KRTA/AUTH54KRTA | FUJITSU | Non Ducted | Single Split System | 13 | 15.5 | ELIGIBLE | 71 | 86 | 1706.46 | 84 | 337 | 2324.74
AOTH36KRTA/ABTH36KRTA | FUJITSU | Non Ducted | Single Split System | 10 | 11.2 | INELIGIBLE | 0 | 0 | 0 | 0 | 0 | 0
AOTH45KRTA/ABTH45KRTA | FUJITSU | Non Ducted | Single Split System | 12.5 | 14 | INELIGIBLE | 0 | 0 | 0 | 0 | 0 | 0
AOTH54KRTA/ABTH54KRTA | FUJITSU | Non Ducted | Single Split System | 13 | 15.5 | INELIGIBLE | 0 | 0 | 0 | 0 | 0 | 0
AOTH24KBTB/AUTH24KVLA | FUJITSU | Non Ducted | Single Split System | 7.1 | 8 | INELIGIBLE | 0 | 0 | 0 | 0 | 0 | 0
AOTH24KMTE/ASTH24KMTE | FUJITSU | Non Ducted | Single Split System | 7.1 | 8 | ELIGIBLE | 41 | 2 | 923.46 | 48 | 125 | 1240.58
AOTG09LBCB/AUTG09LVLB | FUJITSU | Non Ducted | Single Split System | 2.6 | 3.5 | INELIGIBLE | 0 | 0 | 0 | 0 | 0 | 0
AOTH65KBTA/ARTH65KHTA | FUJITSU | Ducted | Single Split System | 18 | 20 | ELIGIBLE | 104 | 110 | 2478.84 | 121 | 458 | 3313.06
AOTH65KRTA/ARTH65KHTA | FUJITSU | Ducted | Single Split System | 18 | 20 | ELIGIBLE | 104 | 110 | 2478.84 | 121 | 458 | 3313.06
AOTH72KRTA/ARTH72KHTA | FUJITSU | Ducted | Single Split System | 20 | 22.4 | ELIGIBLE | 114 | 163 | 2772.34 | 134 | 551 | 3725.94
AOTH90KRTA/ARTH90KHTA | FUJITSU | Ducted | Single Split System | 22.4 | 25 | INELIGIBLE | 0 | 0 | 0 | 0 | 0 | 0
AOTG14LUCB/ASTG14LUCB | FUJITSU GENERAL | Non Ducted | Single Split System | 4.2 | 5.4 | INELIGIBLE | 0 | 0 | 0 | 0 | 0 | 0
AOTG22LVCC/ASTG22LVCC | FUJITSU GENERAL | Non Ducted | Single Split System | 6.3 | 7.2 | INELIGIBLE | 0 | 0 | 0 | 0 | 0 | 0
AOTG09KMTC/ASTG09KMTC | FUJITSU GENERAL | Non Ducted | Single Split System | 2.5 | 3.2 | ELIGIBLE | 16 | 85 | 469.86 | 19 | 123 | 586.64
AOTG12KMTC/ASTG12KMTC | FUJITSU GENERAL | Non Ducted | Single Split System | 3.5 | 3.7 | ELIGIBLE | 18 | 37 | 452.38 | 21 | 90 | 588.66
AOTG18KMTC/ASTG18KMTC | FUJITSU GENERAL | Non Ducted | Single Split System | 5 | 6 | ELIGIBLE | 35 | 220 | 1072.1 | 39 | 306 | 1273.74
AOTG22KMTC/ASTG22KMTC | FUJITSU GENERAL | Non Ducted | Single Split System | 6 | 7.2 | ELIGIBLE | 37 | 158 | 1036.42 | 43 | 262 | 1306.38
AOTG24KMTC/ASTG24KMTC | FUJITSU GENERAL | Non Ducted | Single Split System | 7.1 | 8 | ELIGIBLE | 40 | 70 | 989.4 | 46 | 192 | 1282.76
AOTG30KMTC/ASTG30KMTC | FUJITSU GENERAL | Non Ducted | Single Split System | 8.5 | 9 | INELIGIBLE | 0 | 0 | 0 | 0 | 0 | 0
AOTG34KMTC/ASTG34KMTC | FUJITSU GENERAL | Non Ducted | Single Split System | 9.4 | 10.3 | INELIGIBLE | 0 | 0 | 0 | 0 | 0 | 0
AOTG09LBCA/ARTG09LLLB | FUJITSU GENERAL | Ducted | Single Split System | 2.6 | 3.5 | INELIGIBLE | 0 | 0 | 0 | 0 | 0 | 0
AOTG09LBCB/ARTG09LLLB | FUJITSU GENERAL | Ducted | Single Split System | 2.6 | 3.5 | INELIGIBLE | 0 | 0 | 0 | 0 | 0 | 0
AOTG12LBCA/ARTG12LLLB | FUJITSU GENERAL | Ducted | Single Split System | 3.5 | 4.5 | INELIGIBLE | 0 | 0 | 0 | 0 | 0 | 0
AOTG18LACC/ARTG18LLTA | FUJITSU GENERAL | Ducted | Single Split System | 5.2 | 6 | ELIGIBLE | 31 | 127 | 861.36 | 37 | 228 | 1127.42
AOTG24LATC/ARTG24LMLC | FUJITSU GENERAL | Ducted | Single Split System | 7.1 | 8 | INELIGIBLE | 0 | 0 | 0 | 0 | 0 | 0
AOTG36LBTA/ARTG36LHTDP | FUJITSU GENERAL | Ducted | Single Split System | 10 | 11.2 | INELIGIBLE | 0 | 0 | 0 | 0 | 0 | 0
AOTG45LBTB/ARTG45LHTDP | FUJITSU GENERAL | Ducted | Single Split System | 11.5 | 14 | INELIGIBLE | 0 | 0 | 0 | 0 | 0 | 0
AOTG54LBTB/ARTG54LHTDP | FUJITSU GENERAL | Ducted | Single Split System | 13 | 16 | ELIGIBLE | 73 | 153 | 1838.48 | 87 | 405 | 2480.52
AOTG30LATL/ARTG30LHTA | FUJITSU GENERAL | Ducted | Single Split System | 9 | 11.2 | ELIGIBLE | 58 | 113 | 1449.58 | 68 | 288 | 1901.68
AOTG30LBTC/ARTG30LHTA | FUJITSU GENERAL | Ducted | Single Split System | 8.5 | 10 | INELIGIBLE | 0 | 0 | 0 | 0 | 0 | 0
AOTG36LATL/ARTG36LHTA | FUJITSU GENERAL | Ducted | Single Split System | 10.5 | 12.1 | ELIGIBLE | 64 | 116 | 1588.24 | 74 | 319 | 2076.74
AOTG36LBTC/ARTG36LHTA | FUJITSU GENERAL | Ducted | Single Split System | 10 | 12.5 | INELIGIBLE | 0 | 0 | 0 | 0 | 0 | 0
AOTG45LATL/ARTG45LHTA | FUJITSU GENERAL | Ducted | Single Split System | 12.5 | 14 | ELIGIBLE | 74 | 1 | 1663.34 | 86 | 243 | 2247.46
AOTG45LBTC/ARTG45LHTA | FUJITSU GENERAL | Ducted | Single Split System | 11.5 | 14 | INELIGIBLE | 0 | 0 | 0 | 0 | 0 | 0
AOTG54LCTL/ARTG54LHTC | FUJITSU GENERAL | Ducted | Single Split System | 14 | 16 | INELIGIBLE | 0 | 0 | 0 | 0 | 0 | 0
AOTG45LBTA/ARTG45LDTA | FUJITSU GENERAL | Ducted | Single Split System | 12.5 | 14 | INELIGIBLE | 0 | 0 | 0 | 0 | 0 | 0
AOTG60LBTA/ARTG60LDTA | FUJITSU GENERAL | Ducted | Single Split System | 15.8 | 18 | INELIGIBLE | 0 | 0 | 0 | 0 | 0 | 0
AOTG36LATT/ARTG36LHTB | FUJITSU GENERAL | Ducted | Single Split System | 10.5 | 12.1 | ELIGIBLE | 63 | 116 | 1565.78 | 74 | 319 | 2076.74
AOTG45LATT/ARTG45LHTB | FUJITSU GENERAL | Ducted | Single Split System | 12.5 | 14 | INELIGIBLE | 0 | 0 | 0 | 0 | 0 | 0
AOTG60LATT/ARTG60LHTA | FUJITSU GENERAL | Ducted | Single Split System | 15 | 18 | INELIGIBLE | 0 | 0 | 0 | 0 | 0 | 0
AOTA72LALT/ARTC72LATU | FUJITSU GENERAL | Ducted | Single Split System | 20.3 | 22.6 | INELIGIBLE | 0 | 0 | 0 | 0 | 0 | 0
AOTA90LALT/ARTC90LATU | FUJITSU GENERAL | Ducted | Single Split System | 25 | 28 | INELIGIBLE | 0 | 0 | 0 | 0 | 0 | 0
AOTA36LCTL/AUTA36LCLU | FUJITSU GENERAL | Non Ducted | Single Split System | 10 | 11.2 | ELIGIBLE | 62 | 160 | 1600.52 | 72 | 354 | 2077.32
AOTA45LCTL/AUTA45LCLU | FUJITSU GENERAL | Non Ducted | Single Split System | 12.5 | 14 | INELIGIBLE | 0 | 0 | 0 | 0 | 0 | 0
AOTG30KBTA/AUTG30KRLA | FUJITSU GENERAL | Non Ducted | Single Split System | 8.5 | 10 | INELIGIBLE | 0 | 0 | 0 | 0 | 0 | 0
AOTG36KBTA/AUTG36KRLA | FUJITSU GENERAL | Non Ducted | Single Split System | 10 | 11.2 | ELIGIBLE | 66 | 311 | 1886.66 | 76 | 505 | 2363.46
AOTG45KBTA/AUTG45KRLA | FUJITSU GENERAL | Non Ducted | Single Split System | 12.5 | 14 | INELIGIBLE | 0 | 0 | 0 | 0 | 0 | 0
AOTG54KBTA/AUTG54KRLA | FUJITSU GENERAL | Non Ducted | Single Split System | 13 | 16 | ELIGIBLE | 78 | 86 | 1863.68 | 92 | 337 | 2504.42
AOTG54LATT/AUTG54LRLA | FUJITSU GENERAL | Non Ducted | Single Split System | 14 | 16 | ELIGIBLE | 74 | 87 | 1775.14 | 88 | 358 | 2441.88
AOTV09LAC/AGTV09LAC | FUJITSU GENERAL | Non Ducted | Single Split System | 2.6 | 3.5 | INELIGIBLE | 0 | 0 | 0 | 0 | 0 | 0
AOTG18LACC / ABTG18LVTA | FUJITSU GENERAL | Non Ducted | Single Split System | 5.2 | 6 | INELIGIBLE | 0 | 0 | 0 | 0 | 0 | 0
AOTG24LATC / ABTG24LVTC | FUJITSU GENERAL | Non Ducted | Single Split System | 7.1 | 8 | INELIGIBLE | 0 | 0 | 0 | 0 | 0 | 0
AOTA30LGTL/ABTA30LBT | FUJITSU GENERAL | Non Ducted | Single Split System | 8.5 | 10 | INELIGIBLE | 0 | 0 | 0 | 0 | 0 | 0
AOTA36LCTL/ABTA36LAT | FUJITSU GENERAL | Non Ducted | Single Split System | 10 | 11.2 | INELIGIBLE | 0 | 0 | 0 | 0 | 0 | 0
AOTG18LACC/AUTG18LVLA | FUJITSU GENERAL | Non Ducted | Single Split System | 5.2 | 6 | INELIGIBLE | 0 | 0 | 0 | 0 | 0 | 0
AOTG24LATC/AUTG24LVLC | FUJITSU GENERAL | Non Ducted | Single Split System | 7.1 | 8 | INELIGIBLE | 0 | 0 | 0 | 0 | 0 | 0
AOTG24LBCA/ARTG24LHTDP | FUJITSU GENERAL | Ducted | Single Split System | 7.1 | 8 | INELIGIBLE | 0 | 0 | 0 | 0 | 0 | 0
HAS2505 | GALAXY AIR | Non Ducted | Single Split System | 2.64 | 2.9 | ELIGIBLE | 14 | 107 | 453.54 | 16 | 147 | 550.46
HAS3505 | GALAXY AIR | Non Ducted | Single Split System | 3.5 | 4 | INELIGIBLE | 0 | 0 | 0 | 0 | 0 | 0
HAS5005 | GALAXY AIR | Non Ducted | Single Split System | 5.2 | 5.2 | ELIGIBLE | 29 | 187 | 894.44 | 33 | 277 | 1101.28
HAS7005 | GALAXY AIR | Non Ducted | Single Split System | 7.04 | 8.2 | INELIGIBLE | 0 | 0 | 0 | 0 | 0 | 0
HAS8005 | GALAXY AIR | Non Ducted | Single Split System | 8 | 8.4 | INELIGIBLE | 0 | 0 | 0 | 0 | 0 | 0
GWH24 | General Climate | Non Ducted | Single Split System | 7.1 | 7.1 | ELIGIBLE | 38 | 159 | 1060.18 | 43 | 282 | 1332.38
GWH09 | General Climate | Non Ducted | Single Split System | 2.5 | 3 | INELIGIBLE | 0 | 0 | 0 | 0 | 0 | 0
GWH18 | General Climate | Non Ducted | Single Split System | 5.2 | 5.6 | ELIGIBLE | 29 | 148 | 843.74 | 34 | 238 | 1073.04
GPPAC250 | Goldair | Non Ducted | Portable | 2.9 | 2.4 | INELIGIBLE | 0 | 0 | 0 | 0 | 0 | 0
GPPAC400 | Goldair | Non Ducted | Portable | 4.2 | 2.88 | INELIGIBLE | 0 | 0 | 0 | 0 | 0 | 0
PAC0925 | Goldair | Non Ducted | Portable | 4.2 | 2.88 | INELIGIBLE | 0 | 0 | 0 | 0 | 0 | 0
PAC0930 | Goldair | Non Ducted | Portable | 4.2 | 2.88 | INELIGIBLE | 0 | 0 | 0 | 0 | 0 | 0
PAC0931 | Goldair | Non Ducted | Portable | 4.2 | 2.88 | INELIGIBLE | 0 | 0 | 0 | 0 | 0 | 0
PAC0932 | Goldair | Non Ducted | Portable | 4.2 | 2.88 | INELIGIBLE | 0 | 0 | 0 | 0 | 0 | 0
Goldair 14K PAC | Goldair | Non Ducted | Portable | 4.2 | 2.88 | INELIGIBLE | 0 | 0 | 0 | 0 | 0 | 0
PAC0942 | Goldair | Non Ducted | Portable | 2.637 | 2.14 | INELIGIBLE | 0 | 0 | 0 | 0 | 0 | 0
PAC0941 | Goldair | Non Ducted | Portable | 2.637 | 2.14 | INELIGIBLE | 0 | 0 | 0 | 0 | 0 | 0
GCPAC220 | Goldair | Non Ducted | Portable | 2.64 | 2.05 | INELIGIBLE | 0 | 0 | 0 | 0 | 0 | 0
PAC1014 | Goldair | Non Ducted | Portable | 2.64 | 2.05 | INELIGIBLE | 0 | 0 | 0 | 0 | 0 | 0
GCPAC220 Range | Goldair | Non Ducted | Portable | 2.64 | 2.05 | INELIGIBLE | 0 | 0 | 0 | 0 | 0 | 0
GCPAC350 | Goldair | Non Ducted | Portable | 3.53 | 2.58 | INELIGIBLE | 0 | 0 | 0 | 0 | 0 | 0
GCPAC350W | Goldair | Non Ducted | Portable | 3.53 | 2.58 | INELIGIBLE | 0 | 0 | 0 | 0 | 0 | 0
GPPAC300 | Goldair | Non Ducted | Portable | 3.5 | 2.8 | INELIGIBLE | 0 | 0 | 0 | 0 | 0 | 0
3.5kW H & C PAC | Goldair | Non Ducted | Portable | 3.5 | 2.8 | INELIGIBLE | 0 | 0 | 0 | 0 | 0 | 0
GPPAC410 | Goldair | Non Ducted | Portable | 4.1 | 3.2 | INELIGIBLE | 0 | 0 | 0 | 0 | 0 | 0
PAC1349 | Goldair | Non Ducted | Portable | 4.1 | 3.2 | INELIGIBLE | 0 | 0 | 0 | 0 | 0 | 0
4.1kW Hot & Cold Portable Air Conditioner | Goldair | Non Ducted | Portable | 4.1 | 3.2 | INELIGIBLE | 0 | 0 | 0 | 0 | 0 | 0
FGR20Pd/D1Na-X(Au)(O) / FGR20Pd/D1Na-X(Au)(I) | GREE | Ducted | Single Split System | 20.4 | 22.5 | INELIGIBLE | 0 | 0 | 0 | 0 | 0 | 0
GUD140W/NhB-S / GUD140T/B-S | GREE | Non Ducted | Single Split System | 13.6 | 16 | INELIGIBLE | 0 | 0 | 0 | 0 | 0 | 0
GUD160W/NhB-X / GUD160PHS/B-S | GREE | Ducted | Single Split System | 16 | 18 | ELIGIBLE | 85 | 146 | 2098.9 | 101 | 456 | 2861.26
GUD160W/NhB-X / GUD160PH/B-S | GREE | Ducted | Single Split System | 16 | 18 | ELIGIBLE | 85 | 146 | 2098.9 | 101 | 456 | 2861.26
GWH18QE-K6DNC8A | GREE | Non Ducted | Single Split System | 5.2 | 5.6 | ELIGIBLE | 32 | 221 | 1006.02 | 36 | 311 | 1212.86
GUD100W/NhB-S / GUD100PHS/B1-S | GREE | Ducted | Single Split System | 10 | 12 | INELIGIBLE | 0 | 0 | 0 | 0 | 0 | 0
GUD100W/NhB-S / GUD100PH/B1-S | GREE | Ducted | Single Split System | 10 | 12 | INELIGIBLE | 0 | 0 | 0 | 0 | 0 | 0
GWH28QE-K6DNA1D/O / GWH28QE-K6DNA1D/I | GREE | Non Ducted | Single Split System | 8 | 9 | ELIGIBLE | 48 | 159 | 1284.78 | 55 | 297 | 1621.4
GWH28QE-K6DNA1D/O / GWH28QE-K6DNC8D/I | GREE | Non Ducted | Single Split System | 8 | 9 | ELIGIBLE | 48 | 159 | 1284.78 | 55 | 297 | 1621.4
GWH15QD-K6DNA1A/O / GWH15QD-K6DNC8A/I | GREE | Non Ducted | Single Split System | 4.6 | 4.7 | INELIGIBLE | 0 | 0 | 0 | 0 | 0 | 0
GWH15QD-K6DNA1A/O / GWH15QD-K6DNA1A/I | GREE | Non Ducted | Single Split System | 4.6 | 4.7 | INELIGIBLE | 0 | 0 | 0 | 0 | 0 | 0
GWH32QF-K6DNB2D/O / GWH32QF-K6DNB2D/I | GREE | Non Ducted | Single Split System | 9.4 | 10.3 | ELIGIBLE | 53 | 139 | 1371.08 | 61 | 301 | 1761.36
GWH32QF-K6DNB2D/O / GWH32QF-K6DNB4D/I | GREE | Non Ducted | Single Split System | 9.4 | 10.3 | ELIGIBLE | 53 | 139 | 1371.08 | 61 | 301 | 1761.36
GWH32QF-K6DN**D/I / GWH32QF-K6DNB2D/O | GREE | Non Ducted | Single Split System | 9.4 | 10.3 | ELIGIBLE | 53 | 139 | 1371.08 | 61 | 301 | 1761.36
GWH07AGAXB-K6DNA1A/O / GWH07AGAXB-K6DNA1A/I | GREE | Non Ducted | Single Split System | 2.25 | 2.7 | INELIGIBLE | 0 | 0 | 0 | 0 | 0 | 0
GWH09AGCXB-K6DNA1A/O / GWH09AGCXB-K6DNA1A/I | GREE | Non Ducted | Single Split System | 2.65 | 3.2 | ELIGIBLE | 16 | 83 | 467.26 | 18 | 123 | 564.18
GWH21AGEXF-K6DNA1A/O / GWH21AGEXF-K6DNA1A/I | GREE | Non Ducted | Single Split System | 6.4 | 7.4 | ELIGIBLE | 41 | 249 | 1244.56 | 47 | 360 | 1523.62
GWH09ABAXD-K6DNC8A/O / GWH09ABAXD-K6DNC8A/I | GREE | Non Ducted | Single Split System | 2.55 | 3.25 | ELIGIBLE | 17 | 99 | 510.52 | 20 | 137 | 627.3
GWH32QFXH-K6DNB2A/O / GWH32QFXH-K6DNB2A/I | GREE | Non Ducted | Single Split System | 9.4 | 10.3 | ELIGIBLE | 53 | 249 | 1514.08 | 61 | 411 | 1904.36
GWH12AGCXD-K6DNA1A/O / GWH12AGCXD-K6DNA1A/I | GREE | Non Ducted | Single Split System | 3.517 | 4 | ELIGIBLE | 19 | 73 | 521.64 | 21 | 126 | 635.46
GWH28AGEXH-K6DNA1A/O / GWH28AGEXH-K6DNA1A/I | GREE | Non Ducted | Single Split System | 8.5 | 9 | ELIGIBLE | 48 | 192 | 1327.68 | 55 | 338 | 1674.7
GWH09ABAXD-K6DNC8A/O / GWH09ABAXD-K6DNC8A/I | GREE | Non Ducted | Single Split System | 2.55 | 3.25 | ELIGIBLE | 17 | 99 | 510.52 | 20 | 137 | 627.3
GWH24AGEXF-K6DNA1A/O / GWH24AGEXF-K6DNA1A/I | GREE | Non Ducted | Single Split System | 7.1 | 8 | ELIGIBLE | 43 | 202 | 1228.38 | 49 | 324 | 1521.74
GWH18AGDXE-K6DNA1A/O / GWH18AGDXE-K6DNA1A/I | GREE | Non Ducted | Single Split System | 5 | 6 | ELIGIBLE | 32 | 147 | 909.82 | 37 | 233 | 1133.92
GWH18AGDXE-K6DNA1A/O / GWH18AGDXE-K6DNA1A/I | GREE | Non Ducted | Single Split System | 5.2 | 6 | ELIGIBLE | 32 | 187 | 961.82 | 37 | 277 | 1191.12
GWH15QDXE | GREE | Non Ducted | Single Split System | 4.6 | 4.7 | INELIGIBLE | 0 | 0 | 0 | 0 | 0 | 0
GWH15QDXE-K6DNA1A/O / GWH15QDXE-K6DNC8B/I | GREE | Non Ducted | Single Split System | 4.6 | 4.7 | INELIGIBLE | 0 | 0 | 0 | 0 | 0 | 0
GWH15QDXE-K6DNA1A/O / GWH15QDXE-K6DNA1A/I | GREE | Non Ducted | Single Split System | 4.6 | 4.7 | INELIGIBLE | 0 | 0 | 0 | 0 | 0 | 0
GWH21AGEXF-K6DNA1A/O / GWH21QEXF-K6DNC8A/I | GREE | Non Ducted | Single Split System | 6.4 | 7.4 | ELIGIBLE | 41 | 249 | 1244.56 | 47 | 360 | 1523.62
GWH21AGEXF-K6DNA1A/O / GWH21QEXF-K6DNA1A/I | GREE | Non Ducted | Single Split System | 6.4 | 7.4 | ELIGIBLE | 41 | 249 | 1244.56 | 47 | 360 | 1523.62
GWH21AGEXF-K6DNA1A/O / GWH21QEXF-K6DN**A/I | GREE | Non Ducted | Single Split System | 6.4 | 7.4 | ELIGIBLE | 41 | 249 | 1244.56 | 47 | 360 | 1523.62
GWH28AGEXH-K6DNA1A/O / GWH28QEXH-K6DNC8A/I | GREE | Non Ducted | Single Split System | 8.5 | 9 | ELIGIBLE | 48 | 192 | 1327.68 | 55 | 338 | 1674.7
GWH28AGEXH-K6DNA1A/O / GWH28QEXH-K6DNA1A/I | GREE | Non Ducted | Single Split System | 8.5 | 9 | ELIGIBLE | 48 | 192 | 1327.68 | 55 | 338 | 1674.7
GWH28AGEXH-K6DNA1A/O / GWH28QEXH-K6DN**A/I | GREE | Non Ducted | Single Split System | 8.5 | 9 | ELIGIBLE | 48 | 192 | 1327.68 | 55 | 338 | 1674.7
GWH24AGEXF-K6DNA1A/O / GWH24QEXF-K6DNC8A/I | GREE | Non Ducted | Single Split System | 7.1 | 8 | ELIGIBLE | 43 | 202 | 1228.38 | 49 | 324 | 1521.74
GWH32QFXH-K6DNB2A/O / GWH32QFXH-K6DNB4A/I | GREE | Non Ducted | Single Split System | 9.4 | 10.3 | ELIGIBLE | 53 | 249 | 1514.08 | 61 | 411 | 1904.36
GWH24AAEXF-K6DNA1B/O / GWH24AAEXF-K6DN**B/I | GREE | Non Ducted | Single Split System | 7.1 | 7.1 | ELIGIBLE | 38 | 159 | 1060.18 | 43 | 282 | 1332.38
GWH24AAEXF-K6DNA1B/O / GWH24AAEXF-K6DNA4B /I | GREE | Non Ducted | Single Split System | 7.1 | 7.1 | ELIGIBLE | 38 | 159 | 1060.18 | 43 | 282 | 1332.38
GWH24AAEXF-K6DNA1B/O / GWH24AAEXF-K6DNA1B /I | GREE | Non Ducted | Single Split System | 7.1 | 7.1 | ELIGIBLE | 38 | 159 | 1060.18 | 43 | 282 | 1332.38
GWH32QFXH-K6DNB2A/O / GWH32QFXH-K6DNB4A/I | GREE | Non Ducted | Single Split System | 10 | 10.3 | ELIGIBLE | 57 | 277 | 1640.32 | 66 | 471 | 2094.66
GWH32QFXH-K6DNB2A/O / GWH32QFXH-K6DNB2A/I | GREE | Non Ducted | Single Split System | 10 | 10.3 | ELIGIBLE | 57 | 277 | 1640.32 | 66 | 471 | 2094.66
GWH32QFXH-K6DNB2A/O / GWH32QFXH-K6DNB**/I | GREE | Non Ducted | Single Split System | 10 | 10.3 | ELIGIBLE | 57 | 277 | 1640.32 | 66 | 471 | 2094.66
GWH09ABAXD-K6DNC8A/O / GWH09ABAXD-K6DNC8A/I | GREE | Non Ducted | Single Split System | 2.55 | 3.25 | ELIGIBLE | 17 | 99 | 510.52 | 20 | 137 | 627.3
GWH09ABAXD-K6DNC8A/O / GWH09ABAXD-K6DNA1A/I | GREE | Non Ducted | Single Split System | 2.55 | 3.25 | ELIGIBLE | 17 | 99 | 510.52 | 19 | 137 | 604.84
GWH09ABAXD-K6DNC8A/O / GWH09ABAXD-K6DN**A/I | GREE | Non Ducted | Single Split System | 2.55 | 3.25 | ELIGIBLE | 17 | 99 | 510.52 | 20 | 137 | 627.3
GWH28AGEXH-K6DNA1E/O / GWH28QEXH-K6DNA1E/I | GREE | Non Ducted | Single Split System | 8.5 | 9 | ELIGIBLE | 49 | 192 | 1350.14 | 56 | 338 | 1697.16
GWH28AGEXH-K6DNA1E/O / GWH28QEXH-K6DNC8E/I | GREE | Non Ducted | Single Split System | 8.5 | 9 | ELIGIBLE | 49 | 192 | 1350.14 | 56 | 338 | 1697.16
GWH28AGEXH-K6DNA1E/O / GWH28QEXH-K6DN**E/I | GREE | Non Ducted | Single Split System | 8.5 | 9 | ELIGIBLE | 49 | 192 | 1350.14 | 56 | 338 | 1697.16
GWH32QFXH-K6DNB2A/O / GWH32QFXH-K6DNB**/I | GREE | Non Ducted | Single Split System | 10 | 10.3 | ELIGIBLE | 57 | 277 | 1640.32 | 66 | 471 | 2094.66
GWH32QFXH-K6DNB2A/O / GWH32QFXH-K6DNB2A/I | GREE | Non Ducted | Single Split System | 10 | 10.3 | ELIGIBLE | 57 | 277 | 1640.32 | 66 | 471 | 2094.66
GWH32QFXH-K6DNB2A/O / GWH32QFXH-K6DNB4A/I | GREE | Non Ducted | Single Split System | 10 | 10.3 | ELIGIBLE | 57 | 277 | 1640.32 | 66 | 471 | 2094.66
GWH12AACXB-K6DNA1A/O / GWH12AACXB-K6DNA*A/I | GREE | Non Ducted | Single Split System | 3.517 | 3.8 | INELIGIBLE | 0 | 0 | 0 | 0 | 0 | 0
GWH12AACXB-K6DNA1A/O / GWH12AACXB-K6DNA4A/I | GREE | Non Ducted | Single Split System | 3.517 | 3.8 | INELIGIBLE | 0 | 0 | 0 | 0 | 0 | 0
GWH12AACXB-K6DNA1A/O / GWH12AACXB-K6DNA1A/I | GREE | Non Ducted | Single Split System | 3.517 | 3.8 | INELIGIBLE | 0 | 0 | 0 | 0 | 0 | 0
GWH12ABAXD-K6DN**A series | GREE | Non Ducted | Single Split System | 3.517 | 4 | ELIGIBLE | 19 | 73 | 521.64 | 22 | 126 | 657.92
GWH12ABAXD-K6DNC8A/O / GWH12ABAXD-K6DNA1A/I | GREE | Non Ducted | Single Split System | 3.517 | 4 | ELIGIBLE | 19 | 73 | 521.64 | 22 | 126 | 657.92
GWH12ABAXD-K6DNC8A/O / GWH12ABAXD-K6DNC8A/I | GREE | Non Ducted | Single Split System | 3.517 | 4 | ELIGIBLE | 19 | 73 | 521.64 | 22 | 126 | 657.92
GWH09AACXB-K6DN**B series | GREE | Non Ducted | Single Split System | 2.5 | 3 | INELIGIBLE | 0 | 0 | 0 | 0 | 0 | 0
GWH09AACXB-K6DNA1B/O / GWH09AACXB-K6DNA4B/I | GREE | Non Ducted | Single Split System | 2.5 | 3 | INELIGIBLE | 0 | 0 | 0 | 0 | 0 | 0
GWH09AACXB-K6DNA1B/O / GWH09AACXB-K6DNA1B/I | GREE | Non Ducted | Single Split System | 2.5 | 3 | INELIGIBLE | 0 | 0 | 0 | 0 | 0 | 0
GWH32QFXH-K6DNB2A/O / GVH32ALXH-K6DNC7A/I | GREE | Non Ducted | Single Split System | 10 | 10.3 | INELIGIBLE | 0 | 0 | 0 | 0 | 0 | 0
GWH12AGCXD-K6DNA1A/O / GWH12AGCXD-K6DNA2A/I | GREE | Non Ducted | Single Split System | 3.517 | 4 | ELIGIBLE | 19 | 73 | 521.64 | 21 | 126 | 635.46
GWH18AGDXE-K6DNA1A/O / GWH18AGDXE-K6DNA2A/I | GREE | Non Ducted | Single Split System | 5.2 | 6 | ELIGIBLE | 32 | 187 | 961.82 | 37 | 277 | 1191.12
GWH18QEXF-K6DNC8A/O / GWH18QEXF-K6DN**A/I | GREE | Non Ducted | Single Split System | 5.2 | 5.6 | ELIGIBLE | 32 | 238 | 1028.12 | 37 | 327 | 1256.12
GWH18QEXF-K6DNC8A/O / GWH18QEXF-K6DNA1A/I | GREE | Non Ducted | Single Split System | 5.2 | 5.6 | ELIGIBLE | 32 | 238 | 1028.12 | 37 | 327 | 1256.12
GWH18QEXF-K6DNC8A/O / GWH18QEXF-K6DNC8A/I | GREE | Non Ducted | Single Split System | 5.2 | 5.6 | ELIGIBLE | 32 | 238 | 1028.12 | 37 | 327 | 1256.12
GWH28QEXH-K6DNA1E/O / GWH28QEXH-K6DNC8E/I | GREE | Non Ducted | Single Split System | 8.5 | 9 | ELIGIBLE | 49 | 192 | 1350.14 | 56 | 338 | 1697.16
GWH28QEXH-K6DNA1E/O / GWH28QEXH-K6DNA1E/I | GREE | Non Ducted | Single Split System | 8.5 | 9 | ELIGIBLE | 49 | 192 | 1350.14 | 56 | 338 | 1697.16
GWH28QEXH-K6DNA1E/O / GWH28QEXH-K6DN**E/I | GREE | Non Ducted | Single Split System | 8.5 | 9 | ELIGIBLE | 49 | 192 | 1350.14 | 56 | 338 | 1697.16
GWH24AGEXF-K6DNA1A/O / GWH24QEXF-K6DNA1A/I | GREE | Non Ducted | Single Split System | 7.1 | 8 | ELIGIBLE | 43 | 202 | 1228.38 | 49 | 324 | 1521.74
GWH18AADXE-K6DNA1A/O / GWH18AADXE-K6DN**A/I | GREE | Non Ducted | Single Split System | 5.2 | 5.6 | ELIGIBLE | 30 | 148 | 866.2 | 34 | 238 | 1073.04
GWH18AADXE-K6DNA1A/O / GWH18AADXE-K6DNA4A/I | GREE | Non Ducted | Single Split System | 5.2 | 5.6 | ELIGIBLE | 30 | 148 | 866.2 | 34 | 238 | 1073.04
GWH18AADXE-K6DNA1A/O / GWH18AADXE-K6DNA1A/I | GREE | Non Ducted | Single Split System | 5.2 | 5.6 | ELIGIBLE | 30 | 148 | 866.2 | 34 | 238 | 1073.04
GJH21AE-K6NRNB3A | GREE | Non Ducted | Window Wall | 6.09 | 5.65 | INELIGIBLE | 0 | 0 | 0 | 0 | 0 | 0
GJH21AE-K6NRNG1A | GREE | Non Ducted | Window Wall | 6.09 | 5.65 | INELIGIBLE | 0 | 0 | 0 | 0 | 0 | 0
GJH21AE-K6NRNP1A | GREE | Non Ducted | Window Wall | 6.09 | 5.65 | INELIGIBLE | 0 | 0 | 0 | 0 | 0 | 0
GJH21AE-K6NRND6A | GREE | Non Ducted | Window Wall | 6.09 | 5.65 | INELIGIBLE | 0 | 0 | 0 | 0 | 0 | 0
GJH21AE-K6NRN**A | GREE | Non Ducted | Window Wall | 6.09 | 5.65 | INELIGIBLE | 0 | 0 | 0 | 0 | 0 | 0
GWH21AGEXF-K6DNA1A/O / GWH21AGEXF-K6DNA1A/I | GREE | Non Ducted | Single Split System | 6.3 | 7.4 | ELIGIBLE | 41 | 232 | 1222.46 | 47 | 340 | 1497.62
GWH21AGEXF-K6DNA1A/O / GWH21QEXF-K6DNC8A/I | GREE | Non Ducted | Single Split System | 6.3 | 7.4 | ELIGIBLE | 41 | 232 | 1222.46 | 47 | 340 | 1497.62
GWH21AGEXF-K6DNA1A/O / GWH21QEXF-K6DNA1A/I | GREE | Non Ducted | Single Split System | 6.3 | 7.4 | ELIGIBLE | 41 | 232 | 1222.46 | 47 | 340 | 1497.62
GWH21AGEXF-K6DNA1A/O / GWH21AGEXF-K6DNA2A/I | GREE | Non Ducted | Single Split System | 6.3 | 7.4 | ELIGIBLE | 41 | 232 | 1222.46 | 47 | 340 | 1497.62
GUD140W1/NhC-S / GUD140PHS1/C-S | GREE | Ducted | Single Split System | 14 | 16 | ELIGIBLE | 85 | 334 | 2343.3 | 99 | 605 | 3010.04
GUD125W1/NhC-S / GUD125T1/C-S | GREE | Non Ducted | Single Split System | 12.5 | 14 | ELIGIBLE | 75 | 102 | 1817.1 | 87 | 344 | 2401.22
GUD160W1/NhC-S / GUD160PHS1/C-S | GREE | Ducted | Single Split System | 16 | 18 | ELIGIBLE | 98 | 202 | 2463.68 | 114 | 512 | 3226.04
GUD160W1/NhC-S / GUD160T1/C-S | GREE | Non Ducted | Single Split System | 14 | 15.4 | ELIGIBLE | 73 | 188 | 1883.98 | 87 | 459 | 2550.72
GJH12AG-K6DRNG1A | GREE | Non Ducted | Window Wall | 3.6 | 3.5 | INELIGIBLE | 0 | 0 | 0 | 0 | 0 | 0
GJH12AG-K6DRNB3A | GREE | Non Ducted | Window Wall | 3.6 | 3.5 | INELIGIBLE | 0 | 0 | 0 | 0 | 0 | 0
GJH18AH-K6DRNG1A | GREE | Non Ducted | Window Wall | 5.3 | 4.8 | INELIGIBLE | 0 | 0 | 0 | 0 | 0 | 0
GJH18AH-K6DRNB3A | GREE | Non Ducted | Window Wall | 5.3 | 4.8 | INELIGIBLE | 0 | 0 | 0 | 0 | 0 | 0
GUD100W1/NhC-S / GUD100T1/C-S | GREE | Non Ducted | Single Split System | 10 | 12 | ELIGIBLE | 64 | 182 | 1674.04 | 75 | 376 | 2173.3
GJH09AF-K6DRNG1A | GREE | Non Ducted | Window Wall | 2.8 | 2.43 | INELIGIBLE | 0 | 0 | 0 | 0 | 0 | 0
GJH09AF-K6DRNB3A | GREE | Non Ducted | Window Wall | 2.8 | 2.43 | INELIGIBLE | 0 | 0 | 0 | 0 | 0 | 0
GUD71W1/NhC-S / GUD71T1/C-S | GREE | Non Ducted | Single Split System | 7.1 | 8 | ELIGIBLE | 41 | 131 | 1091.16 | 47 | 254 | 1385.82
GUD50W1/NhC-S / GUD50T1/C-S | GREE | Non Ducted | Single Split System | 5.3 | 5.8 | ELIGIBLE | 34 | 221 | 1050.94 | 39 | 313 | 1282.84
GWH18ATDXD-K6DNA1C/O / GWH18ATDXD-K6DNA1C/I | GREE | Non Ducted | Single Split System | 5.2 | 5.8 | INELIGIBLE | 0 | 0 | 0 | 0 | 0 | 0
GWH28ATEXF-K6DNA1A/O / GWH28ATEXF-K6DNA1A/I | GREE | Non Ducted | Single Split System | 8.2 | 9 | ELIGIBLE | 47 | 34 | 1099.82 | 54 | 175 | 1440.34
GWH24ATEXF-K6DNA1E/O / GWH24ATEXF-K6DNA1E/I | GREE | Non Ducted | Single Split System | 7.1 | 7.8 | ELIGIBLE | 42 | 159 | 1150.02 | 48 | 282 | 1444.68
GUD125W1/NhC-S / GUD125T1/C-S | GREE | Non Ducted | Single Split System | 12.5 | 14 | ELIGIBLE | 75 | 102 | 1817.1 | 87 | 344 | 2401.22
GUD125W1/NhC-S / GUD125PHS1/C-S | GREE | Ducted | Single Split System | 12.5 | 14 | ELIGIBLE | 75 | 197 | 1940.6 | 88 | 439 | 2547.18
GUD100W1/NhC-S / GUD100T1/C-S | GREE | Non Ducted | Single Split System | 10 | 12 | ELIGIBLE | 64 | 182 | 1674.04 | 75 | 376 | 2173.3
GUD100W1/NhC-S / GUD100PHS1/C-S | GREE | Ducted | Single Split System | 10 | 12 | ELIGIBLE | 65 | 294 | 1842.1 | 75 | 488 | 2318.9
GUD71W1/NhC-S / GUD71T1/C-S | GREE | Non Ducted | Single Split System | 7.1 | 8 | ELIGIBLE | 41 | 131 | 1091.16 | 47 | 254 | 1385.82
GUD71W1/NhC-S / GUD71PHS1/C-S | GREE | Ducted | Single Split System | 7.1 | 8 | ELIGIBLE | 43 | 179 | 1198.48 | 51 | 317 | 1557.56
GUD50W1/NhC-S / GUD50PHS1/C-S | GREE | Ducted | Single Split System | 5.3 | 5.8 | ELIGIBLE | 35 | 257 | 1120.2 | 40 | 360 | 1366.4
GUD50W1/NhC-S / GUD50T1/C-S | GREE | Non Ducted | Single Split System | 5.3 | 5.8 | ELIGIBLE | 34 | 221 | 1050.94 | 39 | 313 | 1282.84
GUD100W1/NhC-S / GUD100T1/C-S | GREE | Non Ducted | Single Split System | 10 | 12 | ELIGIBLE | 64 | 182 | 1674.04 | 75 | 376 | 2173.3
GWH28AGEXH-K6DNA1A/O / GWH28AGEXH-K6DNA1A/I | GREE | Non Ducted | Single Split System | 8.5 | 9 | ELIGIBLE | 48 | 192 | 1327.68 | 55 | 338 | 1674.7
GWH28AGEXH-K6DNA1A/O / GWH28QEXH-K6DNA1A/I | GREE | Non Ducted | Single Split System | 8.5 | 9 | ELIGIBLE | 48 | 192 | 1327.68 | 55 | 338 | 1674.7
GWH28AGEXH-K6DNA1A/O / GWH28QEXH-K6DN**A/I | GREE | Non Ducted | Single Split System | 8.5 | 9 | ELIGIBLE | 48 | 192 | 1327.68 | 55 | 338 | 1674.7
GWH28QEXH-K6DNA1E/O / GWH28QEXH-K6DN**E/I | GREE | Non Ducted | Single Split System | 8.5 | 9 | ELIGIBLE | 49 | 192 | 1350.14 | 56 | 338 | 1697.16
GWH28QEXH-K6DNA1E/O / GWH28QEXH-K6DNC8E/I | GREE | Non Ducted | Single Split System | 8.5 | 9 | ELIGIBLE | 49 | 192 | 1350.14 | 56 | 338 | 1697.16
GWH28QEXH-K6DNA1E/O / GWH28QEXH-K6DNA1E/I | GREE | Non Ducted | Single Split System | 8.5 | 9 | ELIGIBLE | 49 | 192 | 1350.14 | 56 | 338 | 1697.16
GWH28AGEXH-K6DNA1A/O / GWH28QEXH-K6DNC8A/I | GREE | Non Ducted | Single Split System | 8.5 | 9 | ELIGIBLE | 48 | 192 | 1327.68 | 55 | 338 | 1674.7
GWH28AGEXH-K6DNA1A/O / GWH28AGEXH-K6DNA2A/I | GREE | Non Ducted | Single Split System | 8.5 | 9 | ELIGIBLE | 49 | 192 | 1350.14 | 56 | 338 | 1697.16
GWH32QFXH-K6DNB2A/O / GWH32QFXH-K6DNB**/I | GREE | Non Ducted | Single Split System | 10 | 10.3 | ELIGIBLE | 57 | 277 | 1640.32 | 66 | 471 | 2094.66
GWH32QFXH-K6DNB2A/O / GWH32QFXH-K6DNB2A/I | GREE | Non Ducted | Single Split System | 10 | 10.3 | ELIGIBLE | 57 | 277 | 1640.32 | 66 | 471 | 2094.66
GWH32QFXH-K6DNB2A/O / GWH32QFXH-K6DNB4A/I | GREE | Non Ducted | Single Split System | 10 | 10.3 | ELIGIBLE | 57 | 277 | 1640.32 | 66 | 471 | 2094.66
GWH28ATEXF-K6DNA1A/O / GWH28ATEXF-K6DNA1A/I | GREE | Non Ducted | Single Split System | 8.2 | 9 | ELIGIBLE | 47 | 34 | 1099.82 | 54 | 175 | 1440.34
GWH28ATEXF-K6DNA1A/O / GWH28ATEXF-K6DNA4A/I | GREE | Non Ducted | Single Split System | 8.2 | 9 | ELIGIBLE | 46 | 34 | 1077.36 | 53 | 175 | 1417.88
GWH28ATEXF | GREE | Non Ducted | Single Split System | 8.2 | 9 | ELIGIBLE | 46 | 34 | 1077.36 | 53 | 175 | 1417.88
GWH12AVDXD-K6DNA1A/O / GWH12AVDXD-K6DNA1A/I | GREE | Non Ducted | Single Split System | 3.52 | 4 | ELIGIBLE | 21 | 90 | 588.66 | 23 | 144 | 703.78
GWH18AVEXF-K6DNA1A/O / GWH18AVEXF-K6DNA1A/I | GREE | Non Ducted | Single Split System | 5 | 6 | ELIGIBLE | 35 | 169 | 1005.8 | 39 | 255 | 1207.44
GWH09AVCXD-K6DNA1A/O / GWH09AVCXD-K6DNA1A/I | GREE | Non Ducted | Single Split System | 2.7 | 3.2 | ELIGIBLE | 16 | 91 | 477.66 | 18 | 132 | 575.88
GVH24EBXF-K6DNA1A/O / GVH24EBXF-K6DNA1A/I | GREE | Non Ducted | Single Split System | 7.034 | 8 | INELIGIBLE | 0 | 0 | 0 | 0 | 0 | 0
GJH21AE-K6NRNB3A | GREE | Non Ducted | Window Wall | 6.09 | 5.8 | INELIGIBLE | 0 | 0 | 0 | 0 | 0 | 0
GJH21AE-K6NRNG1A | GREE | Non Ducted | Window Wall | 6.09 | 5.8 | INELIGIBLE | 0 | 0 | 0 | 0 | 0 | 0
GJH21AE-K6NRNP1A | GREE | Non Ducted | Window Wall | 6.09 | 5.8 | INELIGIBLE | 0 | 0 | 0 | 0 | 0 | 0
GJH21AE-K6NRND6A | GREE | Non Ducted | Window Wall | 6.09 | 5.8 | INELIGIBLE | 0 | 0 | 0 | 0 | 0 | 0
GJH21AE-K6NRN**A | GREE | Non Ducted | Window Wall | 6.09 | 5.8 | INELIGIBLE | 0 | 0 | 0 | 0 | 0 | 0
GJH21AE-K6NRNT1A | GREE | Non Ducted | Window Wall | 6.09 | 5.8 | INELIGIBLE | 0 | 0 | 0 | 0 | 0 | 0
GWH24AVEXH-K6DNA1C/O / GWH24AVEXH-K6DNA1C/I | GREE | Non Ducted | Single Split System | 7.1 | 7.8 | ELIGIBLE | 43 | 202 | 1228.38 | 49 | 324 | 1521.74
GJH18AE-K6NRND6A | GREE | Non Ducted | Window Wall | 5.3 | 4.8 | INELIGIBLE | 0 | 0 | 0 | 0 | 0 | 0
GJH18AE-K6NRNG1A | GREE | Non Ducted | Window Wall | 5.3 | 4.8 | INELIGIBLE | 0 | 0 | 0 | 0 | 0 | 0
GJH18AE-K6NRNR1A | GREE | Non Ducted | Window Wall | 5.3 | 4.8 | INELIGIBLE | 0 | 0 | 0 | 0 | 0 | 0
GJH18AE-K6NRNB9A | GREE | Non Ducted | Window Wall | 5.3 | 4.8 | INELIGIBLE | 0 | 0 | 0 | 0 | 0 | 0
GJH18AE-K6NRNB3A | GREE | Non Ducted | Window Wall | 5.3 | 4.8 | INELIGIBLE | 0 | 0 | 0 | 0 | 0 | 0
GJH18AE-K6NRNT1A | GREE | Non Ducted | Window Wall | 5.3 | 4.8 | INELIGIBLE | 0 | 0 | 0 | 0 | 0 | 0
GJH12AG-K6NRND6A | GREE | Non Ducted | Window Wall | 3.9 | 3.6 | INELIGIBLE | 0 | 0 | 0 | 0 | 0 | 0
GJH12AG-K6NRNG1A | GREE | Non Ducted | Window Wall | 3.9 | 3.6 | INELIGIBLE | 0 | 0 | 0 | 0 | 0 | 0
GJH12AG-K6NRNB9A | GREE | Non Ducted | Window Wall | 3.9 | 3.6 | INELIGIBLE | 0 | 0 | 0 | 0 | 0 | 0
GJH12AG-K6NRNR1A | GREE | Non Ducted | Window Wall | 3.9 | 3.6 | INELIGIBLE | 0 | 0 | 0 | 0 | 0 | 0
GJH12AG-K6NRNB3A | GREE | Non Ducted | Window Wall | 3.9 | 3.6 | INELIGIBLE | 0 | 0 | 0 | 0 | 0 | 0
GJH09AK-K6NRND6A | GREE | Non Ducted | Window Wall | 2.8 | 2.45 | INELIGIBLE | 0 | 0 | 0 | 0 | 0 | 0
GJH09AK-K6NRNR1A | GREE | Non Ducted | Window Wall | 2.8 | 2.45 | INELIGIBLE | 0 | 0 | 0 | 0 | 0 | 0
GJH09AK-K6NRNB9A | GREE | Non Ducted | Window Wall | 2.8 | 2.45 | INELIGIBLE | 0 | 0 | 0 | 0 | 0 | 0
GJH09AK-K6NRNB3C | GREE | Non Ducted | Window Wall | 2.8 | 2.45 | INELIGIBLE | 0 | 0 | 0 | 0 | 0 | 0
GJH09AK-K6NRNG2A | GREE | Non Ducted | Window Wall | 2.8 | 2.45 | INELIGIBLE | 0 | 0 | 0 | 0 | 0 | 0
GJH07AK-K6NRNG2A | GREE | Non Ducted | Window Wall | 2.2 | 1.9 | INELIGIBLE | 0 | 0 | 0 | 0 | 0 | 0
GJH07AK-K6NRNB3C | GREE | Non Ducted | Window Wall | 2.2 | 1.9 | INELIGIBLE | 0 | 0 | 0 | 0 | 0 | 0
GJH07AK-K6NRNR1A | GREE | Non Ducted | Window Wall | 2.2 | 1.9 | INELIGIBLE | 0 | 0 | 0 | 0 | 0 | 0
GWH07ATAXA-K6DNA1D/O / GWH07ATAXA-K6DNA1D/I | GREE | Non Ducted | Single Split System | 2 | 2.638 | INELIGIBLE | 0 | 0 | 0 | 0 | 0 | 0
GWH12AGCXD-K6DNA1G/O / GWH12AGCXD-K6DNA1G/I | GREE | Non Ducted | Single Split System | 3.517 | 3.7 | ELIGIBLE | 18 | 73 | 499.18 | 21 | 126 | 635.46
GWH28AGEXH-K6DNA1E/O / GWH28AGEXH-K6DNA1E/I | GREE | Non Ducted | Single Split System | 8.5 | 9 | ELIGIBLE | 47 | 192 | 1305.22 | 54 | 338 | 1652.24
GWH09AVCXD-K6DNA1A/O / GWH09AVCXD-K6DNA1A/I | GREE | Non Ducted | Single Split System | 2.7 | 3.2 | ELIGIBLE | 16 | 91 | 477.66 | 18 | 132 | 575.88
GK-H15TC(1)/NhA-M(A) | GREE | Ducted | Packaged | 51 | 56.2 | INELIGIBLE | 0 | 0 | 0 | 0 | 0 | 0
GFH42DDXK-S6DND6B/O / GFH42DDXK-S6DND6B/I | GREE | Ducted | Single Split System | 12.5 | 14 | ELIGIBLE | 75 | 197 | 1940.6 | 87 | 439 | 2524.72
GWH36AWFXH-K6DNA1A/O / GWH36AWFXH-K6DNA1A/I | GREE | Non Ducted | Single Split System | 10 | 11 | ELIGIBLE | 61 | 233 | 1672.96 | 71 | 426 | 2148.46
GWH09AGCXB-K6DNA1B | GREE | Non Ducted | Single Split System | 2.7 | 2.9 | ELIGIBLE | 14 | 44 | 371.64 | 16 | 85 | 469.86
GEH18AA-K6DNA1F/O / GEH18AA-K6DNA1F/I | GREE | Non Ducted | Single Split System | 5.2 | 5.33 | INELIGIBLE | 0 | 0 | 0 | 0 | 0 | 0
GWH09AGCXB-K6DNA1B/O / GWH09AGCXB-K6DNA1B/I | GREE | Non Ducted | Single Split System | 2.7 | 2.9 | ELIGIBLE | 14 | 44 | 371.64 | 16 | 85 | 469.86
GWH18AGDXE-K6DNA1B/O / GWH18AGDXE-K6DNA1B/I | GREE | Non Ducted | Single Split System | 5 | 6 | ELIGIBLE | 32 | 152 | 916.32 | 37 | 239 | 1141.72
GWH24ATEXF-K6DNA2E | GREE | Non Ducted | Single Split System | 7.1 | 7.8 | ELIGIBLE | 42 | 159 | 1150.02 | 48 | 282 | 1444.68
GWH07ATAXA-K6DNA2D | GREE | Non Ducted | Single Split System | 2 | 2.638 | INELIGIBLE | 0 | 0 | 0 | 0 | 0 | 0
GWH24AGEXF-K6DNA1E/O / GWH24AGEXF-K6DNA1E/I | GREE | Non Ducted | Single Split System | 7.1 | 8 | ELIGIBLE | 43 | 174 | 1191.98 | 49 | 297 | 1486.64
GWH15AGDXD-K6DNA1A/O / GWH15AGDXD-K6DNA1A/I | GREE | Non Ducted | Single Split System | 4.6 | 4.7 | ELIGIBLE | 26 | 104 | 719.16 | 29 | 183 | 889.24
GWH18ATDXD-K6DNA1C/O / GWH18ATDXD-K6DNA1C/I | GREE | Non Ducted | Single Split System | 5.2 | 5.8 | INELIGIBLE | 0 | 0 | 0 | 0 | 0 | 0
GWH18ATDXD-K6DNA1C/O / GWH18ATDXD-K6DNA4C/I | GREE | Non Ducted | Single Split System | 5.2 | 5.8 | INELIGIBLE | 0 | 0 | 0 | 0 | 0 | 0
GWH18ATDXD-K6DNA1C/O / GWH18ATDXD-K6DNA2C/I | GREE | Non Ducted | Single Split System | 5.2 | 5.8 | INELIGIBLE | 0 | 0 | 0 | 0 | 0 | 0
GWH12AVDXD-K6DNA1B/O / GWH12AVDXD-K6DNA1B/I | GREE | Non Ducted | Single Split System | 3.52 | 4 | ELIGIBLE | 20 | 90 | 566.2 | 23 | 144 | 703.78
GWH24AVEXH-K6DNA1D/O / GWH24AVEXH-K6DNA1D/I | GREE | Non Ducted | Single Split System | 7.1 | 7.8 | ELIGIBLE | 42 | 202 | 1205.92 | 48 | 324 | 1499.28
GWH12ATCXB-K6DNA1B/O / GWH12ATCXB-K6DNA4B/I | GREE | Non Ducted | Single Split System | 3.517 | 3.8 | INELIGIBLE | 0 | 0 | 0 | 0 | 0 | 0
GWH12ATCXB-K6DNA1B/O / GWH12ATCXB-K6DNA1B/I | GREE | Non Ducted | Single Split System | 3.517 | 3.8 | INELIGIBLE | 0 | 0 | 0 | 0 | 0 | 0
GWH12ATCXB-K6DNA1B/O / GWH12ATCXB-K6DNA2B/I | GREE | Non Ducted | Single Split System | 3.517 | 3.8 | INELIGIBLE | 0 | 0 | 0 | 0 | 0 | 0
GWH09ATBXB-K6DNA1C/O / GWH09ATBXB-K6DNA1C/I | GREE | Non Ducted | Single Split System | 2.7 | 3 | INELIGIBLE | 0 | 0 | 0 | 0 | 0 | 0
GWH09ATBXB-K6DNA1C/O / GWH09ATBXB-K6DNA2C/I | GREE | Non Ducted | Single Split System | 2.7 | 3 | INELIGIBLE | 0 | 0 | 0 | 0 | 0 | 0
GWH21AGEXF-K6DNA1B/O / GWH21AGEXF-K6DNA1B/I | GREE | Non Ducted | Single Split System | 6 | 7.3 | ELIGIBLE | 39 | 258 | 1211.34 | 45 | 362 | 1481.3
1U71WADFRA / AS71PDDHRA | Haier | Non Ducted | Single Split System | 7 | 7.5 | INELIGIBLE | 0 | 0 | 0 | 0 | 0 | 0
1U35MADFRA / AS35PBDHRA | Haier | Non Ducted | Single Split System | 3.5 | 3.7 | INELIGIBLE | 0 | 0 | 0 | 0 | 0 | 0
1U26MADFRA / AS26PBDHRA | Haier | Non Ducted | Single Split System | 2.5 | 3 | INELIGIBLE | 0 | 0 | 0 | 0 | 0 | 0
1U53WADFRA / AS53PDDHRA | Haier | Non Ducted | Single Split System | 5 | 5.5 | INELIGIBLE | 0 | 0 | 0 | 0 | 0 | 0
1U71S2SS5FA / AD71S2SM7FA | Haier | Ducted | Single Split System | 7.1 | 7.8 | INELIGIBLE | 0 | 0 | 0 | 0 | 0 | 0
1U100S2SN5FA / AD100S2SH5FA | Haier | Ducted | Single Split System | 10 | 11.5 | INELIGIBLE | 0 | 0 | 0 | 0 | 0 | 0
1U100S2SN5FA / AD100S2SM7FA | Haier | Ducted | Single Split System | 10 | 10.8 | INELIGIBLE | 0 | 0 | 0 | 0 | 0 | 0
1U125S2SP5FA / AD125S2SH5FA | Haier | Ducted | Single Split System | 12.5 | 14 | INELIGIBLE | 0 | 0 | 0 | 0 | 0 | 0
1U125S2SP5FA / AD125S2SM7FA | Haier | Ducted | Single Split System | 12 | 14 | INELIGIBLE | 0 | 0 | 0 | 0 | 0 | 0
1U140S2SP5FA / AD140S2SH5FA | Haier | Ducted | Single Split System | 14 | 16 | INELIGIBLE | 0 | 0 | 0 | 0 | 0 | 0
1U140S2SP5FA / AD140S2SM7FA | Haier | Ducted | Single Split System | 13 | 15 | INELIGIBLE | 0 | 0 | 0 | 0 | 0 | 0
1U160S2SP5FA / AD160S2SH5FA | Haier | Ducted | Single Split System | 15.5 | 18 | INELIGIBLE | 0 | 0 | 0 | 0 | 0 | 0
1U53RABFRA / AS53FEBHRA | Haier | Non Ducted | Single Split System | 5.1 | 5.7 | ELIGIBLE | 29 | 237 | 959.44 | 33 | 325 | 1163.68
1U71SABFRA / AS71FEBHRA | Haier | Non Ducted | Single Split System | 7.1 | 7.6 | ELIGIBLE | 39 | 277 | 1236.04 | 45 | 399 | 1529.4
1U82SAAFRA / AS82FFAHRA | Haier | Non Ducted | Single Split System | 8.2 | 9 | INELIGIBLE | 0 | 0 | 0 | 0 | 0 | 0
1U35JACFRA / AS35FBBHRA | Haier | Non Ducted | Single Split System | 3.4 | 3.8 | INELIGIBLE | 0 | 0 | 0 | 0 | 0 | 0
1U26JACFRA / AS26FBBHRA | Haier | Non Ducted | Single Split System | 2.55 | 3.3 | INELIGIBLE | 0 | 0 | 0 | 0 | 0 | 0
1U50WAEFRA / AS50QDEHRA | Haier | Non Ducted | Single Split System | 5 | 6 | ELIGIBLE | 32 | 175 | 946.22 | 37 | 261 | 1170.32
1U71WAEFRA / AS71QEEHRA | Haier | Non Ducted | Single Split System | 7.1 | 8 | ELIGIBLE | 42 | 103 | 1077.22 | 49 | 226 | 1394.34
1U90XADFRA / AS90PFDHRA | Haier | Non Ducted | Single Split System | 9 | 9.5 | INELIGIBLE | 0 | 0 | 0 | 0 | 0 | 0
1U90QADFRA / AS90QFDHRA | Haier | Non Ducted | Single Split System | 9 | 9.5 | INELIGIBLE | 0 | 0 | 0 | 0 | 0 | 0
1U25MAEFRA / AS25QCEHRA | Haier | Non Ducted | Single Split System | 2.5 | 3.2 | ELIGIBLE | 15 | 91 | 455.2 | 17 | 129 | 549.52
1U35MAEFRA / AS35QCEHRA | Haier | Non Ducted | Single Split System | 3.5 | 3.7 | INELIGIBLE | 0 | 0 | 0 | 0 | 0 | 0
1U180S2SP5FA / AD180S2SH5FA | Haier | Ducted | Single Split System | 18 | 20 | INELIGIBLE | 0 | 0 | 0 | 0 | 0 | 0
AS90*FDHRA | Haier | Non Ducted | Single Split System | 9 | 9.5 | INELIGIBLE | 0 | 0 | 0 | 0 | 0 | 0
1U125S2SN5FA / AD125S2SH5FA | Haier | Ducted | Single Split System | 12.5 | 14 | INELIGIBLE | 0 | 0 | 0 | 0 | 0 | 0
1UH200W1ERK / ADH200H1ERG | Haier | Ducted | Single Split System | 20 | 22.8 | INELIGIBLE | 0 | 0 | 0 | 0 | 0 | 0
1U60KAEFRA / AS60QEEHRA | Haier | Non Ducted | Single Split System | 6 | 7 | ELIGIBLE | 37 | 209 | 1102.72 | 43 | 312 | 1371.38
1U71S2SS5FA / ABH071H5ERG | Haier | Non Ducted | Single Split System | 7.1 | 8 | INELIGIBLE | 0 | 0 | 0 | 0 | 0 | 0
1U100S2SN5FA / ABH105K5ERG | Haier | Non Ducted | Single Split System | 10 | 11.5 | INELIGIBLE | 0 | 0 | 0 | 0 | 0 | 0
1U125S2SP5FA / ABH125K5ERG | Haier | Non Ducted | Single Split System | 12 | 13 | INELIGIBLE | 0 | 0 | 0 | 0 | 0 | 0
1U25YAMFRA / AS25TBMHRA | Haier | Non Ducted | Single Split System | 2.5 | 3 | INELIGIBLE | 0 | 0 | 0 | 0 | 0 | 0
1U35MAMFRA / AS35TBMHRA | Haier | Non Ducted | Single Split System | 3.5 | 3.7 | INELIGIBLE | 0 | 0 | 0 | 0 | 0 | 0
1U50KAMFRA / AS50TCMHRA | Haier | Non Ducted | Single Split System | 5 | 5.2 | INELIGIBLE | 0 | 0 | 0 | 0 | 0 | 0
1U71KAMFRA / AS71TEMHRA | Haier | Non Ducted | Single Split System | 7 | 7.5 | INELIGIBLE | 0 | 0 | 0 | 0 | 0 | 0
1U140S2SP5FA / AB140S5SR1FA | Haier | Non Ducted | Single Split System | 14 | 14.5 | ELIGIBLE | 72 | 238 | 1926.52 | 85 | 510 | 2572.1
1U80QAFFRA / AS80QFFHRA | Haier | Non Ducted | Single Split System | 8 | 9 | ELIGIBLE | 49 | 215 | 1380.04 | 56 | 353 | 1716.66
1U25MAFFRA / AS25QCFHRA | Haier | Non Ducted | Single Split System | 2.5 | 3.2 | ELIGIBLE | 16 | 108 | 499.76 | 19 | 146 | 616.54
1U35MAFFRA / AS35QCFHRA | Haier | Non Ducted | Single Split System | 3.5 | 3.7 | ELIGIBLE | 18 | 87 | 517.38 | 21 | 140 | 653.66
1U50WAFFRA / AS50QDFHRA | Haier | Non Ducted | Single Split System | 5 | 6 | ELIGIBLE | 34 | 220 | 1049.64 | 39 | 306 | 1273.74
1U71WAFFRA / AS71QEFHRA | Haier | Non Ducted | Single Split System | 7.1 | 8 | ELIGIBLE | 43 | 159 | 1172.48 | 49 | 282 | 1467.14
1U125S2SN5FA / AD125S2SH5FA | Haier | Ducted | Single Split System | 12.5 | 14 | ELIGIBLE | 0 | 0 | 0 | 0 | 0 | 0
1U125S2SP5FA / AD125S2SH5FA | Haier | Ducted | Single Split System | 12.5 | 14 | ELIGIBLE | 0 | 0 | 0 | 0 | 0 | 0
1U140S2SP5FA / AD140S2SH5FA | Haier | Ducted | Single Split System | 14 | 15 | ELIGIBLE | 0 | 0 | 0 | 0 | 0 | 0
1U160S2SP5FA / AD160S2SH5FA | Haier | Ducted | Single Split System | 15.5 | 17 | ELIGIBLE | 0 | 0 | 0 | 0 | 0 | 0
1U50WAEFRA / AS50QDEHRA | Haier | Non Ducted | Single Split System | 5 | 6 | ELIGIBLE | 32 | 175 | 946.22 | 37 | 261 | 1170.32
1U105S5SN5FA / AD105S2SM7FA | Haier | Ducted | Single Split System | 10.5 | 12 | INELIGIBLE | 0 | 0 | 0 | 0 | 0 | 0
1U105S5SN5FA / ABH105K5ERG | Haier | Non Ducted | Single Split System | 10 | 11.5 | INELIGIBLE | 0 | 0 | 0 | 0 | 0 | 0
1U105S5SN5FA / AD105S2SH5FA | Haier | Ducted | Single Split System | 10.3 | 10.8 | ELIGIBLE | 57 | 152 | 1477.82 | 67 | 352 | 1962.42
1U105S5SN5FA / AD105S2SH5FA | Haier | Ducted | Single Split System | 10.5 | 11.2 | ELIGIBLE | 61 | 233 | 1672.96 | 71 | 437 | 2162.76
KFR-35GW/BPSH / KFR-35GW/BPSH | HANECO | Non Ducted | Single Split System | 3.5 | 4 | ELIGIBLE | 19 | 76 | 525.54 | 22 | 129 | 661.82
KFR-50GW/BPSH / KFR-50GW/BPSH | HANECO | Non Ducted | Single Split System | 5 | 6 | ELIGIBLE | 31 | 214 | 974.46 | 35 | 300 | 1176.1
KFR-70GW/BPSH / KFR-70GW/BPSH | HANECO | Non Ducted | Single Split System | 7.1 | 8 | INELIGIBLE | 0 | 0 | 0 | 0 | 0 | 0
HWA09R | HELLER | Non Ducted | Window Wall | 2.6 | 2.4 | INELIGIBLE | 0 | 0 | 0 | 0 | 0 | 0
HWA13R | HELLER | Non Ducted | Window Wall | 4.1 | 3.6 | INELIGIBLE | 0 | 0 | 0 | 0 | 0 | 0
HWA27 | HELLER | Non Ducted | Window Wall | 2.7 | 2.4 | INELIGIBLE | 0 | 0 | 0 | 0 | 0 | 0
HAWV9KR | HISENSE | Non Ducted | Single Split System | 2.5 | 3.2 | ELIGIBLE | 16 | 91 | 477.66 | 18 | 129 | 571.98
HAWV12KR | HISENSE | Non Ducted | Single Split System | 3.5 | 4 | ELIGIBLE | 19 | 82 | 533.34 | 22 | 135 | 669.62
HAWV18KR | HISENSE | Non Ducted | Single Split System | 5 | 6.4 | ELIGIBLE | 32 | 180 | 952.72 | 37 | 267 | 1178.12
HAWV28KR | HISENSE | Non Ducted | Single Split System | 8 | 8 | INELIGIBLE | 0 | 0 | 0 | 0 | 0 | 0
HAWV24KR | HISENSE | Non Ducted | Single Split System | 7.1 | 7.7 | INELIGIBLE | 0 | 0 | 0 | 0 | 0 | 0
HAWJ9KR | HISENSE | Non Ducted | Single Split System | 2.5 | 3.1 | INELIGIBLE | 0 | 0 | 0 | 0 | 0 | 0
HAWJ12KR | HISENSE | Non Ducted | Single Split System | 3.5 | 3.8 | INELIGIBLE | 0 | 0 | 0 | 0 | 0 | 0
HAWJ18KR | HISENSE | Non Ducted | Single Split System | 5.3 | 5.4 | INELIGIBLE | 0 | 0 | 0 | 0 | 0 | 0
HAWJ24KR-O/HAWJ24KR-I | HISENSE | Non Ducted | Single Split System | 7.1 | 7.2 | INELIGIBLE | 0 | 0 | 0 | 0 | 0 | 0
HAWJ28KR | HISENSE | Non Ducted | Single Split System | 8 | 8 | INELIGIBLE | 0 | 0 | 0 | 0 | 0 | 0
AUW-125U4RN1/ AUC-125UR4RKC1 | HISENSE | Non Ducted | Single Split System | 12.5 | 14 | INELIGIBLE | 0 | 0 | 0 | 0 | 0 | 0
AUW-140U4RN1/ AUC-140U4RKC1 | HISENSE | Non Ducted | Single Split System | 13.5 | 15 | INELIGIBLE | 0 | 0 | 0 | 0 | 0 | 0
AUW-71U4RB1/ AUC-71UR4RJC1 | HISENSE | Non Ducted | Single Split System | 7.3 | 8.3 | INELIGIBLE | 0 | 0 | 0 | 0 | 0 | 0
AUW-100U4RK1/ AUC-100UR4RKC1 | HISENSE | Non Ducted | Single Split System | 10.2 | 11 | INELIGIBLE | 0 | 0 | 0 | 0 | 0 | 0
HAWV9KRD | HISENSE | Non Ducted | Single Split System | 2.5 | 3.2 | ELIGIBLE | 16 | 91 | 477.66 | 18 | 129 | 571.98
HAWV12KRD | HISENSE | Non Ducted | Single Split System | 3.5 | 3.7 | ELIGIBLE | 18 | 82 | 510.88 | 21 | 135 | 647.16
HAWJ24KRP | HISENSE | Non Ducted | Single Split System | 7.1 | 7.2 | INELIGIBLE | 0 | 0 | 0 | 0 | 0 | 0
HAWG12KR | HISENSE | Non Ducted | Single Split System | 3.5 | 3.7 | ELIGIBLE | 18 | 82 | 510.88 | 21 | 135 | 647.16
HAWG18KR | HISENSE | Non Ducted | Single Split System | 5 | 5.3 | ELIGIBLE | 30 | 180 | 907.8 | 34 | 267 | 1110.74
AUW-85U4RK1/AUD-85UX4RSH1 | HISENSE | Ducted | Single Split System | 8.5 | 10 | INELIGIBLE | 0 | 0 | 0 | 0 | 0 | 0
AUW-100U4RK1/AUD-100UX4RSH1 | HISENSE | Ducted | Single Split System | 10 | 11 | INELIGIBLE | 0 | 0 | 0 | 0 | 0 | 0
AUW-125U4RH1/AUD-125UX4RSH1 | HISENSE | Ducted | Single Split System | 13 | 15.5 | ELIGIBLE | 86 | 326 | 2355.36 | 100 | 578 | 2997.4
AUW-140U4RH1/AUD-140UX4RSH1 | HISENSE | Ducted | Single Split System | 14.5 | 17 | ELIGIBLE | 93 | 332 | 2520.38 | 108 | 613 | 3222.58
AUW-160U4RH1/AUD-160UX4RSH1 | HISENSE | Ducted | Single Split System | 16 | 18.9 | ELIGIBLE | 97 | 216 | 2459.42 | 114 | 526 | 3244.24
HAWG9KR | HISENSE | Non Ducted | Single Split System | 2.5 | 3.2 | ELIGIBLE | 16 | 91 | 477.66 | 18 | 129 | 571.98
HAWG24KR | HISENSE | Non Ducted | Single Split System | 7.2 | 7.5 | ELIGIBLE | 41 | 222 | 1209.46 | 47 | 346 | 1505.42
HAWG28KR | HISENSE | Non Ducted | Single Split System | 8 | 8 | INELIGIBLE | 0 | 0 | 0 | 0 | 0 | 0
AUW-85U4RK1/AUD-85UX4RTH1 | HISENSE | Ducted | Single Split System | 8.5 | 10 | INELIGIBLE | 0 | 0 | 0 | 0 | 0 | 0
AUW-100U4RK1/AUD-100UX4RTH1 | HISENSE | Ducted | Single Split System | 10 | 11 | INELIGIBLE | 0 | 0 | 0 | 0 | 0 | 0
AUW-125U4RQ1/AUD-125UX4RTH1 | HISENSE | Ducted | Single Split System | 12.3 | 14 | INELIGIBLE | 0 | 0 | 0 | 0 | 0 | 0
HAWU9KR | HISENSE | Non Ducted | Single Split System | 2.5 | 3.2 | ELIGIBLE | 16 | 85 | 469.86 | 18 | 123 | 564.18
HAWU12KR | HISENSE | Non Ducted | Single Split System | 3.7 | 3.9 | ELIGIBLE | 19 | 73 | 521.64 | 22 | 129 | 661.82
HAWH9KR | HISENSE | Non Ducted | Single Split System | 2.5 | 3.2 | ELIGIBLE | 16 | 85 | 469.86 | 18 | 123 | 564.18
HAWH12KR | HISENSE | Non Ducted | Single Split System | 3.7 | 3.9 | ELIGIBLE | 19 | 73 | 521.64 | 22 | 129 | 661.82
HAWU18KR | HISENSE | Non Ducted | Single Split System | 5.1 | 5.8 | ELIGIBLE | 32 | 203 | 982.62 | 37 | 291 | 1209.32
HAWH18KR | HISENSE | Non Ducted | Single Split System | 5.1 | 5.8 | ELIGIBLE | 32 | 203 | 982.62 | 37 | 291 | 1209.32
HAW*18KR | HISENSE | Non Ducted | Single Split System | 5.1 | 5.8 | ELIGIBLE | 26 | 203 | 847.86 | 31 | 291 | 1074.56
HAWU24KR | HISENSE | Non Ducted | Single Split System | 7.2 | 8 | ELIGIBLE | 41 | 188 | 1165.26 | 48 | 312 | 1483.68
HAWH24KR | HISENSE | Non Ducted | Single Split System | 7.2 | 8 | ELIGIBLE | 41 | 188 | 1165.26 | 48 | 312 | 1483.68
HAW*24KR | HISENSE | Non Ducted | Single Split System | 7.2 | 8 | ELIGIBLE | 0 | 0 | 0 | 0 | 0 | 0
HAWU28KR | HISENSE | Non Ducted | Single Split System | 8 | 8.5 | INELIGIBLE | 0 | 0 | 0 | 0 | 0 | 0
HAWH28KR | HISENSE | Non Ducted | Single Split System | 8 | 8.5 | INELIGIBLE | 0 | 0 | 0 | 0 | 0 | 0
HAW*28KR | HISENSE | Non Ducted | Single Split System | 8 | 8.5 | INELIGIBLE | 0 | 0 | 0 | 0 | 0 | 0
AUW-180U4RZ1/AUD-180U4RSH1 | HISENSE | Ducted | Single Split System | 18 | 21 | ELIGIBLE | 108 | 101 | 2556.98 | 126 | 450 | 3414.96
RAS-3HVNC/RCI-3.0FSRP | HITACHI | Non Ducted | Single Split System | 7.1 | 8 | INELIGIBLE | 0 | 0 | 0 | 0 | 0 | 0
RAS-4HVNC1/RCI-4.0FSRP | HITACHI | Non Ducted | Single Split System | 10 | 11.2 | INELIGIBLE | 0 | 0 | 0 | 0 | 0 | 0
RAS-5HVNC1/RCI-5.0FSRP | HITACHI | Non Ducted | Single Split System | 12.5 | 14 | INELIGIBLE | 0 | 0 | 0 | 0 | 0 | 0
RAS-6HVNC1/RCI-6.0FSRP | HITACHI | Non Ducted | Single Split System | 13 | 16 | INELIGIBLE | 0 | 0 | 0 | 0 | 0 | 0
RAC-35NXA1Z/RAF-35NXA1Z | HITACHI | Non Ducted | Single Split System | 3.5 | 4.2 | INELIGIBLE | 0 | 0 | 0 | 0 | 0 | 0
RAC-50NXA1Z/RAF-50NXA1Z | HITACHI | Non Ducted | Single Split System | 5 | 6 | INELIGIBLE | 0 | 0 | 0 | 0 | 0 | 0
RAC-S25YHABZ/RAS-S25YHABZ | HITACHI | Non Ducted | Single Split System | 2.5 | 3.2 | INELIGIBLE | 0 | 0 | 0 | 0 | 0 | 0
RAC-S35YHABZ/RAS-S35YHABZ | HITACHI | Non Ducted | Single Split System | 3.5 | 3.8 | INELIGIBLE | 0 | 0 | 0 | 0 | 0 | 0
RAC-S50YHABZ/RAS-S50YHABZ | HITACHI | Non Ducted | Single Split System | 5 | 6 | INELIGIBLE | 0 | 0 | 0 | 0 | 0 | 0
RAC-S60YHABZ/RAS-S60YHABZ | HITACHI | Non Ducted | Single Split System | 6 | 7 | INELIGIBLE | 0 | 0 | 0 | 0 | 0 | 0
RAC-S70YHABZ/RAS-S70YHABZ | HITACHI | Non Ducted | Single Split System | 7 | 8 | INELIGIBLE | 0 | 0 | 0 | 0 | 0 | 0
RAC-S80YHABZ/RAS-S80YHABZ | HITACHI | Non Ducted | Single Split System | 8 | 9 | INELIGIBLE | 0 | 0 | 0 | 0 | 0 | 0
RAC-E50YHAC/RAS-E50YHAC | HITACHI | Non Ducted | Single Split System | 5 | 6.2 | ELIGIBLE | 33 | 141 | 924.48 | 38 | 227 | 1148.58
RAC-P25YHAB/RAS-P25YHAB | HITACHI | Non Ducted | Single Split System | 2.5 | 3.3 | ELIGIBLE | 17 | 113 | 528.72 | 20 | 151 | 645.5
RAC-P35YHAB/RAS-P35YHAB | HITACHI | Non Ducted | Single Split System | 3.5 | 4.3 | ELIGIBLE | 23 | 115 | 666.08 | 26 | 168 | 802.36
RAC-P50YHAB/RAS-P50YHAB | HITACHI | Non Ducted | Single Split System | 5 | 6 | ELIGIBLE | 34 | 130 | 932.64 | 38 | 216 | 1134.28
RAC-DJ25PHAT/RAK-DJ25PHAT | HITACHI | Non Ducted | Single Split System | 2.5 | 3.2 | ELIGIBLE | 16 | 91 | 477.66 | 19 | 129 | 594.44
RAC-DJ35PHAT/RAK-DJ35PHAT | HITACHI | Non Ducted | Single Split System | 3.5 | 4 | ELIGIBLE | 20 | 37 | 497.3 | 22 | 90 | 611.12
RAC-DJ50PHAT/RAK-DJ50PHAT | HITACHI | Non Ducted | Single Split System | 5 | 5.3 | ELIGIBLE | 28 | 77 | 728.98 | 33 | 163 | 953.08
RAC-VJ25PHAT/RAK-VJ25PHAT | HITACHI | Non Ducted | Single Split System | 2.5 | 3.2 | ELIGIBLE | 17 | 111 | 526.12 | 19 | 148 | 619.14
RAC-VJ35PHAT/RAK-VJ35PHAT | HITACHI | Non Ducted | Single Split System | 3.5 | 3.8 | ELIGIBLE | 20 | 73 | 544.1 | 22 | 126 | 657.92
RAC-DJ60PHAT/RAK-DJ60PHAT | HITACHI | Non Ducted | Single Split System | 6 | 7 | INELIGIBLE | 0 | 0 | 0 | 0 | 0 | 0
RAC-VJ35PHAT/RAK-VJ35PHAT | HITACHI | Non Ducted | Single Split System | 3.5 | 3.8 | ELIGIBLE | 20 | 73 | 544.1 | 22 | 126 | 657.92
RAC-DJ70PHAT/RAK-DJ70PHAT | HITACHI | Non Ducted | Single Split System | 7 | 8 | ELIGIBLE | 41 | 7 | 929.96 | 47 | 128 | 1222.02
RAC-DJ60PHAT/RAK-DJ60PHAT | HITACHI | Non Ducted | Single Split System | 6 | 7 | ELIGIBLE | 0 | 0 | 0 | 0 | 0 | 0
RAC-S25YHAB/RAS-S25YHAB | HITACHI | Non Ducted | Single Split System | 2.5 | 3.2 | ELIGIBLE | 16 | 108 | 499.76 | 19 | 146 | 616.54
RAC-S35YHAB/RAS-S35YHAB | HITACHI | Non Ducted | Single Split System | 3.5 | 3.8 | ELIGIBLE | 19 | 70 | 517.74 | 22 | 123 | 654.02
RAC-S50YHAB/RAS-S50YHAB | HITACHI | Non Ducted | Single Split System | 5 | 6 | ELIGIBLE | 33 | 220 | 1027.18 | 38 | 306 | 1251.28
RAC-S60YHAB/RAS-S60YHAB | HITACHI | Non Ducted | Single Split System | 6 | 7 | ELIGIBLE | 39 | 158 | 1081.34 | 44 | 262 | 1328.84
RAC-S70YHAB/RAS-S70YHAB | HITACHI | Non Ducted | Single Split System | 7 | 8 | ELIGIBLE | 41 | 108 | 1061.26 | 48 | 229 | 1375.78
RAC-S80YHAB/RAS-S80YHAB | HITACHI | Non Ducted | Single Split System | 8 | 9 | INELIGIBLE | 0 | 0 | 0 | 0 | 0 | 0
PAS-2.0UFASNQ1 / PCI-2.0UFA1NQ | HITACHI | Non Ducted | Single Split System | 5 | 6 | ELIGIBLE | 35 | 220 | 1072.1 | 39 | 306 | 1273.74
PAS-2.5UFASNQ1 / PCI-2.5UFA1NQ | HITACHI | Non Ducted | Single Split System | 6 | 7.5 | ELIGIBLE | 42 | 240 | 1255.32 | 47 | 343 | 1501.52
PAS-3.0UFASNQ1 / PCI-3.0UFA1NQ | HITACHI | Non Ducted | Single Split System | 7.2 | 8.6 | ELIGIBLE | 44 | 177 | 1218.34 | 51 | 301 | 1536.76
PAS-4.0UFASNQ1 / PCI-4.0UFA1NQ | HITACHI | Non Ducted | Single Split System | 10 | 11.5 | INELIGIBLE | 0 | 0 | 0 | 0 | 0 | 0
PAS-5.0UFASNQ1 / PCI-5.0UFA1NQ | HITACHI | Non Ducted | Single Split System | 12.5 | 14 | ELIGIBLE | 78 | 365 | 2226.38 | 91 | 607 | 2832.96
PAS-6.0UFASNQ1 / PCI-6.0UFA1NQ | HITACHI | Non Ducted | Single Split System | 14 | 16 | ELIGIBLE | 87 | 289 | 2329.72 | 101 | 560 | 2996.46
PAS-6.5UFASNQ1 / PCI-6.5UFA1NQ | HITACHI | Non Ducted | Single Split System | 16 | 18 | ELIGIBLE | 97 | 202 | 2441.22 | 113 | 512 | 3203.58
PAS-3.0UFASNQ1 / PPIH-3.0UFA1NQ | HITACHI | Ducted | Single Split System | 7.2 | 8.6 | INELIGIBLE | 0 | 0 | 0 | 0 | 0 | 0
PAS-4.0UFASNQ1 / PPIH-4.0UFA1NQ | HITACHI | Ducted | Single Split System | 10 | 12.5 | INELIGIBLE | 0 | 0 | 0 | 0 | 0 | 0
PAS-5.0UFASNQ1 / PPIH-5.0UFA1NQ | HITACHI | Ducted | Single Split System | 12.5 | 14 | INELIGIBLE | 0 | 0 | 0 | 0 | 0 | 0
PAS-6.0UFASNQ1 / PPIH-6.0UFA1NQ | HITACHI | Ducted | Single Split System | 14 | 16.5 | ELIGIBLE | 78 | 412 | 2287.48 | 93 | 683 | 2976.68
PAS-2.0UFASNQ1 / PPIM-2.0UFA1NQ | HITACHI | Ducted | Single Split System | 5 | 6 | ELIGIBLE | 32 | 186 | 960.52 | 38 | 283 | 1221.38
RAC-VJ50PHAT/RAK-VJ50PHAT | HITACHI | Non Ducted | Single Split System | 5 | 6 | ELIGIBLE | 33 | 178 | 972.58 | 38 | 264 | 1196.68
RAC-VJ70PHAT/RAK-VJ70PHAT | HITACHI | Non Ducted | Single Split System | 7 | 8 | ELIGIBLE | 43 | 19 | 990.48 | 49 | 139 | 1281.24
RAC-VJ60PHAT/RAK-VJ60PHAT | HITACHI | Non Ducted | Single Split System | 6 | 7 | ELIGIBLE | 39 | 91 | 994.24 | 44 | 194 | 1240.44
PAS-2.5UFASNQ1 / PPFC-2.5UFA1NQ | HITACHI | Non Ducted | Single Split System | 6 | 7.5 | INELIGIBLE | 0 | 0 | 0 | 0 | 0 | 0
PAS-4.0UFASMQ1 / PCI-4.0UFA1NQ | HITACHI | Non Ducted | Single Split System | 10 | 11.5 | INELIGIBLE | 0 | 0 | 0 | 0 | 0 | 0
PAS-5.0UFASMQ1 / PCI-5.0UFA1NQ | HITACHI | Non Ducted | Single Split System | 12.5 | 14 | ELIGIBLE | 79 | 365 | 2248.84 | 91 | 607 | 2832.96
PAS-6.0UFASMQ1 / PCI-6.0UFA1NQ | HITACHI | Non Ducted | Single Split System | 14 | 16 | ELIGIBLE | 78 | 289 | 2127.58 | 93 | 560 | 2816.78
PAS-6.5UFASMQ1 / PCI-6.5UFA1NQ | HITACHI | Non Ducted | Single Split System | 16 | 18 | ELIGIBLE | 101 | 74 | 2364.66 | 117 | 384 | 3127.02
PAS-3.0UFASNQ1 / PPIM-3.0UFA1NQ | HITACHI | Ducted | Single Split System | 7.2 | 8.6 | INELIGIBLE | 0 | 0 | 0 | 0 | 0 | 0
PAS-6.5UFASNQ1 / PPIH-6.5UFA1NQ | HITACHI | Ducted | Single Split System | 16 | 18 | ELIGIBLE | 82 | 129 | 2009.42 | 98 | 439 | 2771.78
PAS-2.5UFASNQ1 / PPIM-2.5UFA1NQ | HITACHI | Ducted | Single Split System | 6 | 7.5 | INELIGIBLE | 0 | 0 | 0 | 0 | 0 | 0
PAS-4.0UFASNQ1 / PPIM-4.0UFA1NQ | HITACHI | Ducted | Single Split System | 10 | 11.5 | INELIGIBLE | 0 | 0 | 0 | 0 | 0 | 0
PAS-5.0UFASNQ1 / PPIM-5.0UFA1NQ | HITACHI | Ducted | Single Split System | 12.5 | 14 | ELIGIBLE | 75 | 415 | 2224 | 88 | 657 | 2830.58
PAS-6.0UFASNQ1 / PPIM-6.0UFA1NQ | HITACHI | Ducted | Single Split System | 14 | 16 | ELIGIBLE | 84 | 188 | 2131.04 | 98 | 459 | 2797.78
PAS-2.0UFASNQ1 / PPFC-2.0UFA1NQ | HITACHI | Non Ducted | Single Split System | 5 | 6 | INELIGIBLE | 0 | 0 | 0 | 0 | 0 | 0
PAS-3.0UFASNQ1 / PPFC-3.0UFA1NQ | HITACHI | Non Ducted | Single Split System | 7.2 | 8.6 | INELIGIBLE | 0 | 0 | 0 | 0 | 0 | 0
PAS-4.0UFASNQ1 / PPFC-4.0UFA1NQ | HITACHI | Non Ducted | Single Split System | 10 | 11.5 | ELIGIBLE | 62 | 294 | 1774.72 | 73 | 488 | 2273.98
PAS-5.0UFASNQ1 / PPFC-5.0UFA1NQ | HITACHI | Non Ducted | Single Split System | 12.5 | 14 | INELIGIBLE | 0 | 0 | 0 | 0 | 0 | 0
PAS-6.0UFASNQ1 / PPFC-6.0UFA1NQ | HITACHI | Non Ducted | Single Split System | 14 | 16 | ELIGIBLE | 73 | 93 | 1760.48 | 87 | 364 | 2427.22
RAC-S80YHAC/RAS-S80YHAC | HITACHI | Non Ducted | Single Split System | 8 | 9 | ELIGIBLE | 48 | 19 | 1102.78 | 55 | 157 | 1439.4
PAS-6.0UFASMQ1 / PPFC-6.0UFA1NQ | HITACHI | Non Ducted | Single Split System | 14 | 16 | ELIGIBLE | 74 | 177 | 1892.14 | 88 | 448 | 2558.88
PAS-5.0UFASMQ1 / PPFC-5.0UFA1NQ | HITACHI | Non Ducted | Single Split System | 12.5 | 14 | INELIGIBLE | 0 | 0 | 0 | 0 | 0 | 0
PAS-4.0UFASMQ1 / PPFC-4.0UFA1NQ | HITACHI | Non Ducted | Single Split System | 10 | 11.5 | INELIGIBLE | 0 | 0 | 0 | 0 | 0 | 0
PAS-6.0UFASMQ1 / PPIM-6.0UFA1NQ | HITACHI | Ducted | Single Split System | 14 | 16 | ELIGIBLE | 74 | 188 | 1906.44 | 88 | 459 | 2573.18
PAS-5.0UFASMQ1 / PPIM-5.0UFA1NQ | HITACHI | Ducted | Single Split System | 12.5 | 14 | ELIGIBLE | 74 | 415 | 2201.54 | 87 | 657 | 2808.12
PAS-4.0UFASMQ1 / PPIM-4.0UFA1NQ | HITACHI | Ducted | Single Split System | 10 | 11.5 | INELIGIBLE | 0 | 0 | 0 | 0 | 0 | 0
PAS-5.0UFASMQ1 / PPIH-5.0UFA1NQ | HITACHI | Ducted | Single Split System | 12.5 | 14 | ELIGIBLE | 74 | 416 | 2202.84 | 87 | 658 | 2809.42
PAS-4.0UFASMQ1 / PPIH-4.0UFA1NQ | HITACHI | Ducted | Single Split System | 10 | 12.5 | INELIGIBLE | 0 | 0 | 0 | 0 | 0 | 0
PAS-6.0UFASMQ1 / PPIH-6.0UFA1NQ | HITACHI | Ducted | Single Split System | 14 | 16.5 | ELIGIBLE | 77 | 412 | 2265.02 | 91 | 683 | 2931.76
PAS-6.5UFASMQ1 / PPIH-6.5UFA1NQ | HITACHI | Ducted | Single Split System | 16 | 18 | ELIGIBLE | 85 | 129 | 2076.8 | 101 | 439 | 2839.16
PAS-5.0UFASNQ1 / PPIH-5.0UFA1NQ | HITACHI | Ducted | Single Split System | 12.5 | 14 | ELIGIBLE | 0 | 0 | 0 | 0 | 0 | 0
PAS-6.5UFASNQ1 / PPIH-6.5UFA1NQ | HITACHI | Ducted | Single Split System | 16 | 18 | ELIGIBLE | 82 | 129 | 2009.42 | 98 | 439 | 2771.78
PAS-6.5UFASMQ1 / PPIH-6.5UFA1NQ | HITACHI | Ducted | Single Split System | 16 | 18 | ELIGIBLE | 85 | 129 | 2076.8 | 101 | 439 | 2839.16
PAS-4.0UFASNQ1 / PPK-4.0UFA1NQ | HITACHI | Non Ducted | Single Split System | 10 | 11.5 | ELIGIBLE | 63 | 384 | 1914.18 | 73 | 578 | 2390.98
PAS-4.0UFASMQ1 / PPK-4.0UFA1NQ | HITACHI | Non Ducted | Single Split System | 10 | 11.5 | ELIGIBLE | 60 | 317 | 1759.7 | 70 | 510 | 2235.2
PAS-3.0UFASNQ1 / PPK-3.0UFA1NQ | HITACHI | Non Ducted | Single Split System | 7.2 | 8.1 | INELIGIBLE | 0 | 0 | 0 | 0 | 0 | 0
HYSSAC35PWA | HYUNDAI | Non Ducted | Single Split System | 3.5 | 4.5 | INELIGIBLE | 0 | 0 | 0 | 0 | 0 | 0
HYSSAC35PWB | HYUNDAI | Non Ducted | Single Split System | 3.5 | 4.5 | INELIGIBLE | 0 | 0 | 0 | 0 | 0 | 0
HYSSAC35PWC | HYUNDAI | Non Ducted | Single Split System | 3.5 | 4.5 | INELIGIBLE | 0 | 0 | 0 | 0 | 0 | 0
HYSSAC35PWD | HYUNDAI | Non Ducted | Single Split System | 3.5 | 4.5 | INELIGIBLE | 0 | 0 | 0 | 0 | 0 | 0
HYSSAC35PW* | HYUNDAI | Non Ducted | Single Split System | 3.5 | 4.5 | INELIGIBLE | 0 | 0 | 0 | 0 | 0 | 0
HYSSAC52PWA | HYUNDAI | Non Ducted | Single Split System | 5.2 | 5.2 | ELIGIBLE | 28 | 120 | 784.88 | 32 | 210 | 991.72
HYSSAC52PWB | HYUNDAI | Non Ducted | Single Split System | 5.2 | 5.2 | ELIGIBLE | 28 | 120 | 784.88 | 32 | 210 | 991.72
HYSSAC52PWC | HYUNDAI | Non Ducted | Single Split System | 5.2 | 5.2 | ELIGIBLE | 28 | 120 | 784.88 | 32 | 210 | 991.72
HYSSAC52PWD | HYUNDAI | Non Ducted | Single Split System | 5.2 | 5.2 | ELIGIBLE | 28 | 120 | 784.88 | 32 | 210 | 991.72
HYSSAC52PW* | HYUNDAI | Non Ducted | Single Split System | 5.2 | 5.2 | ELIGIBLE | 28 | 120 | 784.88 | 32 | 210 | 991.72
HYSSAC72PWA | HYUNDAI | Non Ducted | Single Split System | 7.2 | 7.2 | ELIGIBLE | 38 | 188 | 1097.88 | 44 | 312 | 1393.84
HYSSAC72PWB | HYUNDAI | Non Ducted | Single Split System | 7.2 | 7.2 | ELIGIBLE | 38 | 188 | 1097.88 | 44 | 312 | 1393.84
HYSSAC72PWC | HYUNDAI | Non Ducted | Single Split System | 7.2 | 7.2 | ELIGIBLE | 38 | 188 | 1097.88 | 44 | 312 | 1393.84
HYSSAC72PWD | HYUNDAI | Non Ducted | Single Split System | 7.2 | 7.2 | ELIGIBLE | 38 | 188 | 1097.88 | 44 | 312 | 1393.84
HYSSAC72PW* | HYUNDAI | Non Ducted | Single Split System | 7.2 | 7.2 | ELIGIBLE | 38 | 188 | 1097.88 | 44 | 312 | 1393.84
HYSSAC88PWA | HYUNDAI | Non Ducted | Single Split System | 8.8 | 8.8 | ELIGIBLE | 44 | 130 | 1157.24 | 51 | 282 | 1512.06
HYSSAC88PWB | HYUNDAI | Non Ducted | Single Split System | 8.8 | 8.8 | ELIGIBLE | 44 | 130 | 1157.24 | 51 | 282 | 1512.06
HYSSAC88PWC | HYUNDAI | Non Ducted | Single Split System | 8.8 | 8.8 | ELIGIBLE | 44 | 130 | 1157.24 | 51 | 282 | 1512.06
HYSSAC88PWD | HYUNDAI | Non Ducted | Single Split System | 8.8 | 8.8 | ELIGIBLE | 44 | 130 | 1157.24 | 51 | 282 | 1512.06
HYSSAC88PW* | HYUNDAI | Non Ducted | Single Split System | 8.8 | 8.8 | ELIGIBLE | 44 | 130 | 1157.24 | 51 | 282 | 1512.06
HYSSAC26PWA | HYUNDAI | Non Ducted | Single Split System | 2.64 | 4.05 | INELIGIBLE | 0 | 0 | 0 | 0 | 0 | 0
HYSSAC26PWB | HYUNDAI | Non Ducted | Single Split System | 2.64 | 4.05 | INELIGIBLE | 0 | 0 | 0 | 0 | 0 | 0
HYSSAC26PWC | HYUNDAI | Non Ducted | Single Split System | 2.64 | 4.05 | INELIGIBLE | 0 | 0 | 0 | 0 | 0 | 0
HYSSAC26PWD | HYUNDAI | Non Ducted | Single Split System | 2.64 | 4.05 | INELIGIBLE | 0 | 0 | 0 | 0 | 0 | 0
HYSSAC26PW* | HYUNDAI | Non Ducted | Single Split System | 2.64 | 4.05 | INELIGIBLE | 0 | 0 | 0 | 0 | 0 | 0
HYSSSAC26TA | HYUNDAI | Non Ducted | Single Split System | 2.64 | 3.3 | ELIGIBLE | 16 | 90 | 476.36 | 18 | 130 | 573.28
HYSSSAC26TB | HYUNDAI | Non Ducted | Single Split System | 2.64 | 3.3 | ELIGIBLE | 16 | 90 | 476.36 | 18 | 130 | 573.28
HYSSSAC26TC | HYUNDAI | Non Ducted | Single Split System | 2.64 | 3.3 | ELIGIBLE | 16 | 90 | 476.36 | 18 | 130 | 573.28
HYSSSAC26TD | HYUNDAI | Non Ducted | Single Split System | 2.64 | 3.3 | ELIGIBLE | 16 | 90 | 476.36 | 18 | 130 | 573.28
HYSSSAC26T* | HYUNDAI | Non Ducted | Single Split System | 2.64 | 3.3 | ELIGIBLE | 16 | 90 | 476.36 | 18 | 130 | 573.28
HYSSSAC21TA | HYUNDAI | Non Ducted | Single Split System | 2.15 | 2.1 | INELIGIBLE | 0 | 0 | 0 | 0 | 0 | 0
HYSSSAC21TB | HYUNDAI | Non Ducted | Single Split System | 2.15 | 2.1 | INELIGIBLE | 0 | 0 | 0 | 0 | 0 | 0
HYSSSAC21TC | HYUNDAI | Non Ducted | Single Split System | 2.15 | 2.1 | INELIGIBLE | 0 | 0 | 0 | 0 | 0 | 0
HYSSSAC21TD | HYUNDAI | Non Ducted | Single Split System | 2.15 | 2.1 | INELIGIBLE | 0 | 0 | 0 | 0 | 0 | 0
HYSSSAC21T* | HYUNDAI | Non Ducted | Single Split System | 2.15 | 2.1 | INELIGIBLE | 0 | 0 | 0 | 0 | 0 | 0
HYD18KPACPA | HYUNDAI | Non Ducted | Portable | 5.2 | 4.1 | INELIGIBLE | 0 | 0 | 0 | 0 | 0 | 0
HYD18KPACPB | HYUNDAI | Non Ducted | Portable | 5.2 | 4.1 | INELIGIBLE | 0 | 0 | 0 | 0 | 0 | 0
HYD18KPACPC | HYUNDAI | Non Ducted | Portable | 5.2 | 4.1 | INELIGIBLE | 0 | 0 | 0 | 0 | 0 | 0
HYD18KPACPD | HYUNDAI | Non Ducted | Portable | 5.2 | 4.1 | INELIGIBLE | 0 | 0 | 0 | 0 | 0 | 0
HYD18KPACP* | HYUNDAI | Non Ducted | Portable | 5.2 | 4.1 | INELIGIBLE | 0 | 0 | 0 | 0 | 0 | 0
HY13KSPACPA | HYUNDAI | Non Ducted | Portable | 3.8 | 2.8 | INELIGIBLE | 0 | 0 | 0 | 0 | 0 | 0
HY13KSPACPB | HYUNDAI | Non Ducted | Portable | 3.8 | 2.8 | INELIGIBLE | 0 | 0 | 0 | 0 | 0 | 0
HY13KSPACPC | HYUNDAI | Non Ducted | Portable | 3.8 | 2.8 | INELIGIBLE | 0 | 0 | 0 | 0 | 0 | 0
HY13KSPACPD | HYUNDAI | Non Ducted | Portable | 3.8 | 2.8 | INELIGIBLE | 0 | 0 | 0 | 0 | 0 | 0
HY13KSPACP* | HYUNDAI | Non Ducted | Portable | 3.8 | 2.8 | INELIGIBLE | 0 | 0 | 0 | 0 | 0 | 0
HYSSSAC35TA | HYUNDAI | Non Ducted | Single Split System | 3.53 | 3.65 | ELIGIBLE | 18 | 52 | 471.88 | 20 | 106 | 587
HYSSSAC35TB | HYUNDAI | Non Ducted | Single Split System | 3.53 | 3.65 | ELIGIBLE | 18 | 52 | 471.88 | 20 | 106 | 587
HYSSSAC35TC | HYUNDAI | Non Ducted | Single Split System | 3.53 | 3.65 | ELIGIBLE | 18 | 52 | 471.88 | 20 | 106 | 587
HYSSSAC35TD | HYUNDAI | Non Ducted | Single Split System | 3.53 | 3.65 | ELIGIBLE | 18 | 52 | 471.88 | 20 | 106 | 587
HYSSSAC35T* | HYUNDAI | Non Ducted | Single Split System | 3.53 | 3.65 | ELIGIBLE | 18 | 52 | 471.88 | 20 | 106 | 587
HYSSSAC53TA | HYUNDAI | Non Ducted | Single Split System | 5.3 | 5.3 | ELIGIBLE | 31 | 193 | 947.16 | 35 | 285 | 1156.6
HYSSSAC53TB | HYUNDAI | Non Ducted | Single Split System | 5.3 | 5.3 | ELIGIBLE | 31 | 193 | 947.16 | 35 | 285 | 1156.6
HYSSSAC53TC | HYUNDAI | Non Ducted | Single Split System | 5.3 | 5.3 | ELIGIBLE | 31 | 193 | 947.16 | 35 | 285 | 1156.6
HYSSSAC53TD | HYUNDAI | Non Ducted | Single Split System | 5.3 | 5.3 | ELIGIBLE | 31 | 193 | 947.16 | 35 | 285 | 1156.6
HYSSSAC53T* | HYUNDAI | Non Ducted | Single Split System | 5.3 | 5.3 | ELIGIBLE | 31 | 193 | 947.16 | 35 | 285 | 1156.6
HYSSSAC72TA | HYUNDAI | Non Ducted | Single Split System | 7.2 | 7.3 | ELIGIBLE | 40 | 81 | 1003.7 | 46 | 205 | 1299.66
HYSSSAC72TB | HYUNDAI | Non Ducted | Single Split System | 7.2 | 7.3 | ELIGIBLE | 40 | 81 | 1003.7 | 46 | 205 | 1299.66
HYSSSAC72TC | HYUNDAI | Non Ducted | Single Split System | 7.2 | 7.3 | ELIGIBLE | 40 | 81 | 1003.7 | 46 | 205 | 1299.66
HYSSSAC72TD | HYUNDAI | Non Ducted | Single Split System | 7.2 | 7.3 | ELIGIBLE | 40 | 81 | 1003.7 | 46 | 205 | 1299.66
HYSSSAC72T* | HYUNDAI | Non Ducted | Single Split System | 7.2 | 7.3 | ELIGIBLE | 40 | 81 | 1003.7 | 46 | 205 | 1299.66
HYDCTAC10TA | HYUNDAI | Ducted | Single Split System | 10.5 | 12.5 | ELIGIBLE | 72 | 508 | 2277.52 | 84 | 712 | 2812.24
HYDCTAC10TB | HYUNDAI | Ducted | Single Split System | 10.5 | 12.5 | ELIGIBLE | 72 | 508 | 2277.52 | 84 | 712 | 2812.24
HYDCTAC10TC | HYUNDAI | Ducted | Single Split System | 10.5 | 12.5 | ELIGIBLE | 72 | 508 | 2277.52 | 84 | 712 | 2812.24
HYDCTAC10TD | HYUNDAI | Ducted | Single Split System | 10.5 | 12.5 | ELIGIBLE | 72 | 508 | 2277.52 | 84 | 712 | 2812.24
HYDCTAC10T* | HYUNDAI | Ducted | Single Split System | 10.5 | 12.5 | ELIGIBLE | 72 | 508 | 2277.52 | 84 | 712 | 2812.24
HYDCTAC14TA | HYUNDAI | Ducted | Single Split System | 14 | 16.5 | ELIGIBLE | 91 | 373 | 2528.76 | 106 | 644 | 3217.96
HYDCTAC14TB | HYUNDAI | Ducted | Single Split System | 14 | 16.5 | ELIGIBLE | 91 | 373 | 2528.76 | 106 | 644 | 3217.96
HYDCTAC14TC | HYUNDAI | Ducted | Single Split System | 14 | 16.5 | ELIGIBLE | 91 | 373 | 2528.76 | 106 | 644 | 3217.96
HYDCTAC14TD | HYUNDAI | Ducted | Single Split System | 14 | 16.5 | ELIGIBLE | 91 | 373 | 2528.76 | 106 | 644 | 3217.96
HYDCTAC14T* | HYUNDAI | Ducted | Single Split System | 14 | 16.5 | ELIGIBLE | 91 | 373 | 2528.76 | 106 | 644 | 3217.96
HYDCTAC71TA | HYUNDAI | Ducted | Single Split System | 7.1 | 7.5 | ELIGIBLE | 45 | 218 | 1294.1 | 52 | 356 | 1630.72
HYDCTAC71TB | HYUNDAI | Ducted | Single Split System | 7.1 | 7.5 | ELIGIBLE | 45 | 218 | 1294.1 | 52 | 356 | 1630.72
HYDCTAC71TC | HYUNDAI | Ducted | Single Split System | 7.1 | 7.5 | ELIGIBLE | 45 | 218 | 1294.1 | 52 | 356 | 1630.72
HYDCTAC71TD | HYUNDAI | Ducted | Single Split System | 7.1 | 7.5 | ELIGIBLE | 45 | 218 | 1294.1 | 52 | 356 | 1630.72
HYDCTAC71T* | HYUNDAI | Ducted | Single Split System | 7.1 | 7.5 | ELIGIBLE | 45 | 218 | 1294.1 | 52 | 356 | 1630.72
FC-72MSZKE | Infinite | Non Ducted | Single Split System | 7.2 | 7.2 | ELIGIBLE | 39 | 179 | 1108.64 | 44 | 304 | 1383.44
C3MO12IC3II | Innova 2.0 | Non Ducted | Unitary double duct wall mounted | 2.35 | 2.35 | INELIGIBLE | 0 | 0 | 0 | 0 | 0 | 0
COMS12OC4II | Innova 2.0 | Non Ducted | Unitary double duct wall mounted | 2.35 | 2.35 | INELIGIBLE | 0 | 0 | 0 | 0 | 0 | 0
COMS12OCEII | Innova 2.0 | Non Ducted | Unitary double duct wall mounted | 2.35 | 2.35 | INELIGIBLE | 0 | 0 | 0 | 0 | 0 | 0
2.0CM12CII | Innova 2.0 | Non Ducted | Unitary double duct wall mounted | 2.35 | 2.35 | INELIGIBLE | 0 | 0 | 0 | 0 | 0 | 0
C3MS12IC3II | Innova 2.0 | Non Ducted | Unitary double duct wall mounted | 2.35 | 2.35 | INELIGIBLE | 0 | 0 | 0 | 0 | 0 | 0
CZMO12IC3II | Innova 2.0 | Non Ducted | Unitary double duct wall mounted | 2.35 | 2.35 | INELIGIBLE | 0 | 0 | 0 | 0 | 0 | 0
AW026-O/AW026-I | iZone | Non Ducted | Single Split System | 2.5 | 3.2 | INELIGIBLE | 0 | 0 | 0 | 0 | 0 | 0
AW035-O/AW035-I | iZone | Non Ducted | Single Split System | 3.5 | 4 | ELIGIBLE | 19 | 76 | 525.54 | 22 | 129 | 661.82
AW050-O/AW050-I | iZone | Non Ducted | Single Split System | 5 | 6 | ELIGIBLE | 31 | 175 | 923.76 | 36 | 261 | 1147.86
AW070-O/AW070-I | iZone | Non Ducted | Single Split System | 7.1 | 8 | INELIGIBLE | 0 | 0 | 0 | 0 | 0 | 0
AW090-O/AW090-I | iZone | Non Ducted | Single Split System | 9 | 10 | INELIGIBLE | 0 | 0 | 0 | 0 | 0 | 0
KSI12 | Kaden | Non Ducted | Single Split System | 3.55 | 4 | ELIGIBLE | 19 | 84 | 535.94 | 21 | 137 | 649.76
KSI06 | Kaden | Non Ducted | Single Split System | 2 | 2.25 | INELIGIBLE | 0 | 0 | 0 | 0 | 0 | 0
KSI09 | Kaden | Non Ducted | Single Split System | 2.6 | 2.7 | ELIGIBLE | 13 | 67 | 379.08 | 15 | 106 | 474.7
KSI18 | Kaden | Non Ducted | Single Split System | 5 | 5.2 | ELIGIBLE | 27 | 141 | 789.72 | 31 | 227 | 991.36
KSI24 | Kaden | Non Ducted | Single Split System | 7 | 7.5 | INELIGIBLE | 0 | 0 | 0 | 0 | 0 | 0
KSI28 | Kaden | Non Ducted | Single Split System | 8 | 8.5 | INELIGIBLE | 0 | 0 | 0 | 0 | 0 | 0
KW09 | Kaden | Non Ducted | Window Wall | 2.8 | 2.45 | INELIGIBLE | 0 | 0 | 0 | 0 | 0 | 0
KW12 | Kaden | Non Ducted | Window Wall | 3.9 | 3.6 | INELIGIBLE | 0 | 0 | 0 | 0 | 0 | 0
KW18 | Kaden | Non Ducted | Window Wall | 5.3 | 4.8 | INELIGIBLE | 0 | 0 | 0 | 0 | 0 | 0
KW21 | Kaden | Non Ducted | Window Wall | 6 | 5.52 | INELIGIBLE | 0 | 0 | 0 | 0 | 0 | 0
KS09 | KADEN | Non Ducted | Single Split System | 2.6 | 2.8 | ELIGIBLE | 13 | 61 | 371.28 | 15 | 101 | 468.2
KS18 | KADEN | Non Ducted | Single Split System | 5 | 5.1 | ELIGIBLE | 28 | 113 | 775.78 | 32 | 199 | 977.42
KS28 | KADEN | Non Ducted | Single Split System | 8 | 8.1 | INELIGIBLE | 0 | 0 | 0 | 0 | 0 | 0
KS24 | KADEN | Non Ducted | Single Split System | 7 | 7.5 | INELIGIBLE | 0 | 0 | 0 | 0 | 0 | 0
KS12 | KADEN | Non Ducted | Single Split System | 3.5 | 3.8 | INELIGIBLE | 0 | 0 | 0 | 0 | 0 | 0
KDI24 / KDI24 | Kaden | Ducted | Single Split System | 7.3 | 7.5 | ELIGIBLE | 45 | 142 | 1195.3 | 51 | 284 | 1514.66
KDI36 / KDI36 | Kaden | Ducted | Single Split System | 10.5 | 11.5 | ELIGIBLE | 67 | 160 | 1712.82 | 77 | 364 | 2202.62
KDI42 / KDI42 | Kaden | Ducted | Single Split System | 12.5 | 13 | ELIGIBLE | 78 | 214 | 2030.08 | 90 | 456 | 2614.2
KDI48 / KDI48 | Kaden | Ducted | Single Split System | 14 | 14 | ELIGIBLE | 83 | 177 | 2094.28 | 96 | 448 | 2738.56
KDI60 / KDI60 | Kaden | Ducted | Single Split System | 17 | 18 | ELIGIBLE | 101 | 131 | 2438.76 | 117 | 460 | 3225.82
KCI36 / KCI36 | Kaden | Non Ducted | Single Split System | 10.5 | 11 | ELIGIBLE | 67 | 424 | 2056.02 | 77 | 627 | 2544.52
KDI42 / KCI42 | Kaden | Non Ducted | Single Split System | 12.5 | 13 | ELIGIBLE | 76 | 360 | 2174.96 | 88 | 602 | 2759.08
KDI48 / KCI48 | Kaden | Non Ducted | Single Split System | 14 | 14.5 | ELIGIBLE | 83 | 149 | 2057.88 | 96 | 420 | 2702.16
KSI24 | Kaden | Non Ducted | Single Split System | 7 | 7.5 | ELIGIBLE | 0 | 0 | 0 | 0 | 0 | 0
KSI28 | Kaden | Non Ducted | Single Split System | 7.6 | 8.5 | ELIGIBLE | 0 | 0 | 0 | 0 | 0 | 0
KW21 | Kaden | Non Ducted | Window Wall | 6.09 | 5.8 | INELIGIBLE | 0 | 0 | 0 | 0 | 0 | 0
KD36 | Kaden | Ducted | Single Split System | 10.5 | 10 | INELIGIBLE | 0 | 0 | 0 | 0 | 0 | 0
KD24 | Kaden | Ducted | Single Split System | 7 | 8 | INELIGIBLE | 0 | 0 | 0 | 0 | 0 | 0
KD42 | Kaden | Ducted | Single Split System | 13 | 15 | INELIGIBLE | 0 | 0 | 0 | 0 | 0 | 0
KD48 | Kaden | Ducted | Single Split System | 14.5 | 17 | INELIGIBLE | 0 | 0 | 0 | 0 | 0 | 0
KDI36 | Kaden | Ducted | Single Split System | 10.5 | 11.5 | INELIGIBLE | 0 | 0 | 0 | 0 | 0 | 0
KDI42 | Kaden | Ducted | Single Split System | 12.5 | 13 | ELIGIBLE | 77 | 214 | 2007.62 | 89 | 456 | 2591.74
KCI24 | Kaden | Non Ducted | Single Split System | 7 | 7.7 | ELIGIBLE | 45 | 192 | 1260.3 | 51 | 313 | 1552.36
KDI36 | Kaden | Ducted | Single Split System | 10.5 | 11.5 | ELIGIBLE | 0 | 0 | 0 | 0 | 0 | 0
KDI42 | Kaden | Ducted | Single Split System | 12.5 | 13 | ELIGIBLE | 77 | 214 | 2007.62 | 89 | 456 | 2591.74
KSI-2.0 | Kaden | Non Ducted | Single Split System | 2.05 | 2.37 | ELIGIBLE | 12 | 66 | 355.32 | 14 | 97 | 440.54
KSI-2.5 | Kaden | Non Ducted | Single Split System | 2.5 | 2.795 | ELIGIBLE | 14 | 80 | 418.44 | 16 | 118 | 512.76
KSI-3.5 | Kaden | Non Ducted | Single Split System | 3.5 | 4 | ELIGIBLE | 19 | 59 | 503.44 | 22 | 112 | 639.72
KSI-5.0 | Kaden | Non Ducted | Single Split System | 5 | 5.54 | ELIGIBLE | 30 | 120 | 829.8 | 34 | 206 | 1031.44
KSI-7.0 | Kaden | Non Ducted | Single Split System | 7 | 7.5 | ELIGIBLE | 40 | 91 | 1016.7 | 46 | 212 | 1308.76
KSI-7.6 | Kaden | Non Ducted | Single Split System | 7.65 | 8.2 | ELIGIBLE | 42 | 57 | 1017.42 | 49 | 188 | 1344.94
KSI-9.0 | Kaden | Non Ducted | Single Split System | 9 | 9.5 | ELIGIBLE | 50 | 117 | 1275.1 | 57 | 272 | 1633.82
KDI-7.0 | Kaden | Ducted | Single Split System | 7.3 | 7.5 | ELIGIBLE | 45 | 121 | 1168 | 52 | 262 | 1508.52
KDI-10.5 | Kaden | Ducted | Single Split System | 10.5 | 12.5 | ELIGIBLE | 72 | 135 | 1792.62 | 83 | 339 | 2304.88
KDI-12.5 | Kaden | Ducted | Single Split System | 12.6 | 14.5 | ELIGIBLE | 87 | 167 | 2171.12 | 100 | 412 | 2781.6
KDI-14.0 | Kaden | Ducted | Single Split System | 14 | 15.5 | ELIGIBLE | 93 | 216 | 2369.58 | 107 | 487 | 3036.32
KDI-14.0S | Kaden | Ducted | Single Split System | 14 | 17 | ELIGIBLE | 100 | 345 | 2694.5 | 115 | 616 | 3383.7
KDI-17.0 | Kaden | Ducted | Single Split System | 17 | 18 | ELIGIBLE | 102 | 215 | 2570.42 | 118 | 544 | 3357.48
WH52 | KELVINATOR | Non Ducted | Window Wall | 5.3 | 4.8 | INELIGIBLE | 0 | 0 | 0 | 0 | 0 | 0
KWH52HRF | KELVINATOR | Non Ducted | Window Wall | 5.3 | 4.8 | INELIGIBLE | 0 | 0 | 0 | 0 | 0 | 0
KWH22HRF | KELVINATOR | Non Ducted | Window Wall | 2.2 | 1.9 | INELIGIBLE | 0 | 0 | 0 | 0 | 0 | 0
WH22 | KELVINATOR | Non Ducted | Window Wall | 2.2 | 1.9 | INELIGIBLE | 0 | 0 | 0 | 0 | 0 | 0
KWH39HRF | KELVINATOR | Non Ducted | Window Wall | 3.9 | 3.6 | INELIGIBLE | 0 | 0 | 0 | 0 | 0 | 0
WH39 | KELVINATOR | Non Ducted | Window Wall | 3.9 | 3.6 | INELIGIBLE | 0 | 0 | 0 | 0 | 0 | 0
KWH27HRF | KELVINATOR | Non Ducted | Window Wall | 2.8 | 2.45 | INELIGIBLE | 0 | 0 | 0 | 0 | 0 | 0
WH27 | KELVINATOR | Non Ducted | Window Wall | 2.8 | 2.45 | INELIGIBLE | 0 | 0 | 0 | 0 | 0 | 0
WH60 | KELVINATOR | Non Ducted | Window Wall | 6.09 | 5.8 | INELIGIBLE | 0 | 0 | 0 | 0 | 0 | 0
KWH60HRF | KELVINATOR | Non Ducted | Window Wall | 6.09 | 5.8 | INELIGIBLE | 0 | 0 | 0 | 0 | 0 | 0
A007C-09CH | Kensington | Non Ducted | Portable | 2.6 | 1.9 | INELIGIBLE | 0 | 0 | 0 | 0 | 0 | 0
KWH100ATBXB-K6DNA1/O / KWH100ATBXB-K6DNA1/I | KINGHOME | Non Ducted | Single Split System | 10 | 11 | ELIGIBLE | 61 | 233 | 1672.96 | 71 | 426 | 2148.46
KWH52ATBXB-K6DNA2/O / KWH52ATBXB-K6DNA2/I | KINGHOME | Non Ducted | Single Split System | 5.2 | 5.8 | INELIGIBLE | 0 | 0 | 0 | 0 | 0 | 0
KWH71ATBXB-K6DNA2 | KINGHOME | Non Ducted | Single Split System | 7.1 | 7.8 | ELIGIBLE | 42 | 159 | 1150.02 | 48 | 282 | 1444.68
KWH20ATBXB-K6DNA2 | KINGHOME | Non Ducted | Single Split System | 2 | 2.638 | INELIGIBLE | 0 | 0 | 0 | 0 | 0 | 0
KWH27ATBXB-K6DNA2/O / KWH27ATBXB-K6DNA2/I | KINGHOME | Non Ducted | Single Split System | 2.7 | 3 | INELIGIBLE | 0 | 0 | 0 | 0 | 0 | 0
KWH35ATBXB-K6DNA2/O / KWH35ATBXB-K6DNA2/I | KINGHOME | Non Ducted | Single Split System | 3.517 | 3.8 | INELIGIBLE | 0 | 0 | 0 | 0 | 0 | 0
KAWFPAC16PYA | KOGAN | Non Ducted | Portable | 4.7 | 4 | INELIGIBLE | 0 | 0 | 0 | 0 | 0 | 0
KAWFPAC16PYB | KOGAN | Non Ducted | Portable | 4.7 | 4 | INELIGIBLE | 0 | 0 | 0 | 0 | 0 | 0
KAWFPAC16PYC | KOGAN | Non Ducted | Portable | 4.7 | 4 | INELIGIBLE | 0 | 0 | 0 | 0 | 0 | 0
KAWFPAC16PYD | KOGAN | Non Ducted | Portable | 4.7 | 4 | INELIGIBLE | 0 | 0 | 0 | 0 | 0 | 0
KAWFPAC16PYE | KOGAN | Non Ducted | Portable | 4.7 | 4 | INELIGIBLE | 0 | 0 | 0 | 0 | 0 | 0
KAWFPAC16PY* | KOGAN | Non Ducted | Portable | 4.7 | 4 | INELIGIBLE | 0 | 0 | 0 | 0 | 0 | 0
KAVWAC26YA | KOGAN | Non Ducted | Window Wall | 2.6 | 2.9 | INELIGIBLE | 0 | 0 | 0 | 0 | 0 | 0
KAVWAC26YB | KOGAN | Non Ducted | Window Wall | 2.6 | 2.9 | INELIGIBLE | 0 | 0 | 0 | 0 | 0 | 0
KAVWAC26YC | KOGAN | Non Ducted | Window Wall | 2.6 | 2.9 | INELIGIBLE | 0 | 0 | 0 | 0 | 0 | 0
KAVWAC26Y* | KOGAN | Non Ducted | Window Wall | 2.6 | 2.9 | INELIGIBLE | 0 | 0 | 0 | 0 | 0 | 0
KASHSAC72UA | KOGAN | Non Ducted | Single Split System | 7.04 | 8.2 | INELIGIBLE | 0 | 0 | 0 | 0 | 0 | 0
KASHSAC72UB | KOGAN | Non Ducted | Single Split System | 7.04 | 8.2 | INELIGIBLE | 0 | 0 | 0 | 0 | 0 | 0
KASHSAC72UC | KOGAN | Non Ducted | Single Split System | 7.04 | 8.2 | INELIGIBLE | 0 | 0 | 0 | 0 | 0 | 0
KASHSAC72U* | KOGAN | Non Ducted | Single Split System | 7.04 | 8.2 | INELIGIBLE | 0 | 0 | 0 | 0 | 0 | 0
KASHSAC26UC | KOGAN | Non Ducted | Single Split System | 2.64 | 2.9 | ELIGIBLE | 14 | 28 | 350.84 | 16 | 68 | 447.76
KASHSAC26UB | KOGAN | Non Ducted | Single Split System | 2.64 | 2.9 | ELIGIBLE | 14 | 28 | 350.84 | 16 | 68 | 447.76
KASHSAC26UA | KOGAN | Non Ducted | Single Split System | 2.64 | 2.9 | ELIGIBLE | 14 | 28 | 350.84 | 16 | 68 | 447.76
KASHSAC26U* | KOGAN | Non Ducted | Single Split System | 2.64 | 2.9 | ELIGIBLE | 14 | 28 | 350.84 | 16 | 68 | 447.76
KASHSAC80TA | KOGAN | Non Ducted | Single Split System | 8.2 | 8.5 | ELIGIBLE | 45 | 138 | 1190.1 | 52 | 279 | 1530.62
KASHSAC80TB | KOGAN | Non Ducted | Single Split System | 8.2 | 8.5 | ELIGIBLE | 45 | 138 | 1190.1 | 52 | 279 | 1530.62
KASHSAC80TC | KOGAN | Non Ducted | Single Split System | 8.2 | 8.5 | ELIGIBLE | 45 | 138 | 1190.1 | 52 | 279 | 1530.62
KASHSAC80TD | KOGAN | Non Ducted | Single Split System | 8.2 | 8.5 | ELIGIBLE | 45 | 138 | 1190.1 | 52 | 279 | 1530.62
KASHSAC80T* | KOGAN | Non Ducted | Single Split System | 8.2 | 8.5 | ELIGIBLE | 45 | 138 | 1190.1 | 52 | 279 | 1530.62
KASHSAC52UA | KOGAN | Non Ducted | Single Split System | 5.3 | 5.3 | ELIGIBLE | 29 | 8 | 661.74 | 33 | 100 | 871.18
KASHSAC52UB | KOGAN | Non Ducted | Single Split System | 5.3 | 5.3 | ELIGIBLE | 29 | 8 | 661.74 | 33 | 100 | 871.18
KASHSAC52UC | KOGAN | Non Ducted | Single Split System | 5.3 | 5.3 | ELIGIBLE | 29 | 8 | 661.74 | 33 | 100 | 871.18
KASHSAC52U* | KOGAN | Non Ducted | Single Split System | 5.3 | 5.3 | ELIGIBLE | 29 | 8 | 661.74 | 33 | 100 | 871.18
KASHSAC35UA | KOGAN | Non Ducted | Single Split System | 3.5 | 4 | INELIGIBLE | 0 | 0 | 0 | 0 | 0 | 0
KASHSAC35UB | KOGAN | Non Ducted | Single Split System | 3.5 | 4 | INELIGIBLE | 0 | 0 | 0 | 0 | 0 | 0
KASHSAC35UC | KOGAN | Non Ducted | Single Split System | 3.5 | 4 | INELIGIBLE | 0 | 0 | 0 | 0 | 0 | 0
KASHSAC35U* | KOGAN | Non Ducted | Single Split System | 3.5 | 4 | INELIGIBLE | 0 | 0 | 0 | 0 | 0 | 0
KASVWAC30YA | KOGAN | Non Ducted | Window Wall | 3.08 | 3.22 | INELIGIBLE | 0 | 0 | 0 | 0 | 0 | 0
KASVWAC30YB | KOGAN | Non Ducted | Window Wall | 3.08 | 3.22 | INELIGIBLE | 0 | 0 | 0 | 0 | 0 | 0
KASVWAC30YC | KOGAN | Non Ducted | Window Wall | 3.08 | 3.22 | INELIGIBLE | 0 | 0 | 0 | 0 | 0 | 0
KASVWAC30YD | KOGAN | Non Ducted | Window Wall | 3.08 | 3.22 | INELIGIBLE | 0 | 0 | 0 | 0 | 0 | 0
KASVWAC30Y* | KOGAN | Non Ducted | Window Wall | 3.08 | 3.22 | INELIGIBLE | 0 | 0 | 0 | 0 | 0 | 0
KAWDACR27TA | KOGAN | Non Ducted | Window Wall | 2.7 | 2.4 | INELIGIBLE | 0 | 0 | 0 | 0 | 0 | 0
KAWDACR27TB | KOGAN | Non Ducted | Window Wall | 2.7 | 2.4 | INELIGIBLE | 0 | 0 | 0 | 0 | 0 | 0
KAWDACR27TC | KOGAN | Non Ducted | Window Wall | 2.7 | 2.4 | INELIGIBLE | 0 | 0 | 0 | 0 | 0 | 0
KAWDACR27TD | KOGAN | Non Ducted | Window Wall | 2.7 | 2.4 | INELIGIBLE | 0 | 0 | 0 | 0 | 0 | 0
KAWDACR27T* | KOGAN | Non Ducted | Window Wall | 2.7 | 2.4 | INELIGIBLE | 0 | 0 | 0 | 0 | 0 | 0
KASHSAC26TA | KOGAN | Non Ducted | Single Split System | 2.64 | 4.05 | INELIGIBLE | 0 | 0 | 0 | 0 | 0 | 0
KASHSAC26TB | KOGAN | Non Ducted | Single Split System | 2.64 | 4.05 | INELIGIBLE | 0 | 0 | 0 | 0 | 0 | 0
KASHSAC26TC | KOGAN | Non Ducted | Single Split System | 2.64 | 4.05 | INELIGIBLE | 0 | 0 | 0 | 0 | 0 | 0
KASHSAC26TD | KOGAN | Non Ducted | Single Split System | 2.64 | 4.05 | INELIGIBLE | 0 | 0 | 0 | 0 | 0 | 0
KASHSAC26T* | KOGAN | Non Ducted | Single Split System | 2.64 | 4.05 | INELIGIBLE | 0 | 0 | 0 | 0 | 0 | 0
KASHSAC35TA | KOGAN | Non Ducted | Single Split System | 3.5 | 4.5 | INELIGIBLE | 0 | 0 | 0 | 0 | 0 | 0
KASHSAC35TB | KOGAN | Non Ducted | Single Split System | 3.5 | 4.5 | INELIGIBLE | 0 | 0 | 0 | 0 | 0 | 0
KASHSAC35TC | KOGAN | Non Ducted | Single Split System | 3.5 | 4.5 | INELIGIBLE | 0 | 0 | 0 | 0 | 0 | 0
KASHSAC35TD | KOGAN | Non Ducted | Single Split System | 3.5 | 4.5 | INELIGIBLE | 0 | 0 | 0 | 0 | 0 | 0
KASHSAC35T* | KOGAN | Non Ducted | Single Split System | 3.5 | 4.5 | INELIGIBLE | 0 | 0 | 0 | 0 | 0 | 0
KASHSAC70TA | KOGAN | Non Ducted | Single Split System | 7 | 7 | INELIGIBLE | 0 | 0 | 0 | 0 | 0 | 0
KASHSAC70TB | KOGAN | Non Ducted | Single Split System | 7 | 7 | INELIGIBLE | 0 | 0 | 0 | 0 | 0 | 0
KASHSAC70TC | KOGAN | Non Ducted | Single Split System | 7 | 7 | INELIGIBLE | 0 | 0 | 0 | 0 | 0 | 0
KASHSAC70TD | KOGAN | Non Ducted | Single Split System | 7 | 7 | INELIGIBLE | 0 | 0 | 0 | 0 | 0 | 0
KASHSAC70T* | KOGAN | Non Ducted | Single Split System | 7 | 7 | INELIGIBLE | 0 | 0 | 0 | 0 | 0 | 0
KAWDACR41TA | KOGAN | Non Ducted | Window Wall | 4.2 | 3.6 | INELIGIBLE | 0 | 0 | 0 | 0 | 0 | 0
KAWDACR41TB | KOGAN | Non Ducted | Window Wall | 4.2 | 3.6 | INELIGIBLE | 0 | 0 | 0 | 0 | 0 | 0
KAWDACR41TC | KOGAN | Non Ducted | Window Wall | 4.2 | 3.6 | INELIGIBLE | 0 | 0 | 0 | 0 | 0 | 0
KAWDACR41TD | KOGAN | Non Ducted | Window Wall | 4.2 | 3.6 | INELIGIBLE | 0 | 0 | 0 | 0 | 0 | 0
KAWDACR41T* | KOGAN | Non Ducted | Window Wall | 4.2 | 3.6 | INELIGIBLE | 0 | 0 | 0 | 0 | 0 | 0
KASSSAC26TA | KOGAN | Non Ducted | Single Split System | 2.62 | 3.3 | ELIGIBLE | 16 | 92 | 478.96 | 18 | 132 | 575.88
KASSSAC26TB | KOGAN | Non Ducted | Single Split System | 2.62 | 3.3 | ELIGIBLE | 16 | 92 | 478.96 | 18 | 132 | 575.88
KASSSAC26TC | KOGAN | Non Ducted | Single Split System | 2.62 | 3.3 | ELIGIBLE | 16 | 92 | 478.96 | 18 | 132 | 575.88
KASSSAC26TD | KOGAN | Non Ducted | Single Split System | 2.62 | 3.3 | ELIGIBLE | 16 | 92 | 478.96 | 18 | 132 | 575.88
KASSSAC26T* | KOGAN | Non Ducted | Single Split System | 2.62 | 3.3 | ELIGIBLE | 16 | 92 | 478.96 | 18 | 132 | 575.88
KASSSAC35TA | KOGAN | Non Ducted | Single Split System | 3.53 | 3.65 | ELIGIBLE | 18 | 33 | 447.18 | 20 | 86 | 561
KASSSAC35TB | KOGAN | Non Ducted | Single Split System | 3.53 | 3.65 | ELIGIBLE | 18 | 33 | 447.18 | 20 | 86 | 561
KASSSAC35TC | KOGAN | Non Ducted | Single Split System | 3.53 | 3.65 | ELIGIBLE | 18 | 33 | 447.18 | 20 | 86 | 561
KASSSAC35TD | KOGAN | Non Ducted | Single Split System | 3.53 | 3.65 | ELIGIBLE | 18 | 33 | 447.18 | 20 | 86 | 561
KASSSAC35T* | KOGAN | Non Ducted | Single Split System | 3.53 | 3.65 | ELIGIBLE | 18 | 33 | 447.18 | 20 | 86 | 561
KASHSAC52TA | KOGAN | Non Ducted | Single Split System | 5.25 | 5.2 | INELIGIBLE | 0 | 0 | 0 | 0 | 0 | 0
KASHSAC52TB | KOGAN | Non Ducted | Single Split System | 5.25 | 5.2 | INELIGIBLE | 0 | 0 | 0 | 0 | 0 | 0
KASHSAC52TC | KOGAN | Non Ducted | Single Split System | 5.25 | 5.2 | INELIGIBLE | 0 | 0 | 0 | 0 | 0 | 0
KASHSAC52TD | KOGAN | Non Ducted | Single Split System | 5.25 | 5.2 | INELIGIBLE | 0 | 0 | 0 | 0 | 0 | 0
KASHSAC52T* | KOGAN | Non Ducted | Single Split System | 5.25 | 5.2 | INELIGIBLE | 0 | 0 | 0 | 0 | 0 | 0
KASSSAC82TA | KOGAN | Non Ducted | Single Split System | 8.2 | 8.4 | ELIGIBLE | 44 | 90 | 1105.24 | 51 | 231 | 1445.76
KASSSAC82TB | KOGAN | Non Ducted | Single Split System | 8.2 | 8.4 | ELIGIBLE | 44 | 90 | 1105.24 | 51 | 231 | 1445.76
KASSSAC82TC | KOGAN | Non Ducted | Single Split System | 8.2 | 8.4 | ELIGIBLE | 44 | 90 | 1105.24 | 51 | 231 | 1445.76
KASSSAC82TD | KOGAN | Non Ducted | Single Split System | 8.2 | 8.4 | ELIGIBLE | 44 | 90 | 1105.24 | 51 | 231 | 1445.76
KASSSAC82T* | KOGAN | Non Ducted | Single Split System | 8.2 | 8.4 | ELIGIBLE | 44 | 90 | 1105.24 | 51 | 231 | 1445.76
AWH002SNM1T | LENNOX | Ducted | Packaged | 2 | 2.5 | INELIGIBLE | 0 | 0 | 0 | 0 | 0 | 0
AWH007SNM1T | LENNOX | Ducted | Packaged | 6.4 | 8 | INELIGIBLE | 0 | 0 | 0 | 0 | 0 | 0
AWH008SNM1T | LENNOX | Ducted | Packaged | 7.6 | 9 | INELIGIBLE | 0 | 0 | 0 | 0 | 0 | 0
AWH010SNM1T | LENNOX | Ducted | Packaged | 10.2 | 12.3 | INELIGIBLE | 0 | 0 | 0 | 0 | 0 | 0
AWH003SNM1T | LENNOX | Ducted | Packaged | 2.62 | 3.4 | INELIGIBLE | 0 | 0 | 0 | 0 | 0 | 0
UU100WR2 U30/UTN100MA NA0 | LG | Non Ducted | Single Split System | 9.5 | 10.8 | INELIGIBLE | 0 | 0 | 0 | 0 | 0 | 0
UU125WR2 U30/UTN125MA NA0 | LG | Non Ducted | Single Split System | 12.1 | 13.5 | INELIGIBLE | 0 | 0 | 0 | 0 | 0 | 0
UU140WR2 U30/UTN140MA NA0 | LG | Non Ducted | Single Split System | 13.4 | 15.5 | INELIGIBLE | 0 | 0 | 0 | 0 | 0 | 0
UU25WR2 UL0/UBN25L5 N50 | LG | Ducted | Single Split System | 2.5 | 3.2 | INELIGIBLE | 0 | 0 | 0 | 0 | 0 | 0
UU35WR2 UL0/UBN35L5 N50 | LG | Ducted | Single Split System | 3.4 | 4 | INELIGIBLE | 0 | 0 | 0 | 0 | 0 | 0
UU50WR2 U20/UBN50L6 N60 | LG | Ducted | Single Split System | 5 | 5.8 | INELIGIBLE | 0 | 0 | 0 | 0 | 0 | 0
UU85WR2 U40/UMN85M1 N10 | LG | Ducted | Single Split System | 8 | 9 | INELIGIBLE | 0 | 0 | 0 | 0 | 0 | 0
UU70WR2 U40/UMN70M1 N10 | LG | Ducted | Single Split System | 6.8 | 7.5 | INELIGIBLE | 0 | 0 | 0 | 0 | 0 | 0
UU140WR2 U30/UMN140M3 N30 | LG | Ducted | Single Split System | 13.8 | 15.5 | INELIGIBLE | 0 | 0 | 0 | 0 | 0 | 0
UU100WR2 U30/UMN100M2 N20 | LG | Ducted | Single Split System | 9.5 | 10.8 | INELIGIBLE | 0 | 0 | 0 | 0 | 0 | 0
WH30SRU-18 / WH30SRN-18 | LG | Non Ducted | Single Split System | 8.5 | 9 | ELIGIBLE | 46 | 212 | 1308.76 | 53 | 359 | 1657.08
WH24SLU-18 / WH24SLN-18 | LG | Non Ducted | Single Split System | 7.1 | 8 | ELIGIBLE | 40 | 176 | 1127.2 | 46 | 298 | 1420.56
WH09SKU-18 / WH09SKN-18 | LG | Non Ducted | Single Split System | 2.5 | 3.2 | ELIGIBLE | 15 | 95 | 460.4 | 18 | 133 | 577.18
WH12SKU-18 / WH12SKN-18 | LG | Non Ducted | Single Split System | 3.5 | 4 | ELIGIBLE | 19 | 53 | 495.64 | 21 | 107 | 610.76
WH34SRU-18 / WH34SRN-18 | LG | Non Ducted | Single Split System | 9.4 | 10.3 | INELIGIBLE | 0 | 0 | 0 | 0 | 0 | 0
UU85WR2 U40/UHN85B7 N70 | LG | Ducted | Single Split System | 8.8 | 9.4 | INELIGIBLE | 0 | 0 | 0 | 0 | 0 | 0
UU100WR2 U30/UHN100B7 N70 | LG | Ducted | Single Split System | 10.5 | 13 | INELIGIBLE | 0 | 0 | 0 | 0 | 0 | 0
UU125WR2 U30/UHN125B7 N70 | LG | Ducted | Single Split System | 12.5 | 15 | INELIGIBLE | 0 | 0 | 0 | 0 | 0 | 0
UU150WR2 U30/UHN150B7 N70 | LG | Ducted | Single Split System | 15 | 17 | INELIGIBLE | 0 | 0 | 0 | 0 | 0 | 0
UU125WR2 U30/UMN125M2 N20 | LG | Ducted | Single Split System | 12.3 | 13.5 | INELIGIBLE | 0 | 0 | 0 | 0 | 0 | 0
WH21SLU-23 / WH21SLN-23 | LG | Non Ducted | Single Split System | 6.1 | 7 | ELIGIBLE | 37 | 209 | 1102.72 | 43 | 315 | 1375.28
UU70WR2 U40/UTN70PB NB0 | LG | Non Ducted | Single Split System | 6.8 | 7.5 | INELIGIBLE | 0 | 0 | 0 | 0 | 0 | 0
UU85WR2 U40/UTN85PB NB0 | LG | Non Ducted | Single Split System | 8 | 8.9 | INELIGIBLE | 0 | 0 | 0 | 0 | 0 | 0
WH18SLU-23 / WH18SLN-23 | LG | Non Ducted | Single Split System | 5 | 6 | ELIGIBLE | 34 | 231 | 1063.94 | 39 | 317 | 1288.04
WS24SLU-23 / WS24SLN-23 | LG | Non Ducted | Single Split System | 7.1 | 7.7 | INELIGIBLE | 0 | 0 | 0 | 0 | 0 | 0
UU140WR3 U30/UHN140M3S N30 | LG | Ducted | Single Split System | 14 | 16.5 | ELIGIBLE | 75 | 121 | 1841.8 | 90 | 392 | 2531
UU85WR3 U40/UMN85M1 N10 | LG | Ducted | Single Split System | 8 | 9 | INELIGIBLE | 0 | 0 | 0 | 0 | 0 | 0
UU100WR3 U30/UMN100M2 N20 | LG | Ducted | Single Split System | 9.5 | 10.8 | ELIGIBLE | 58 | 316 | 1713.48 | 68 | 500 | 2177.28
UU125WR3 U30/UMN125M2 N20 | LG | Ducted | Single Split System | 12.3 | 13.5 | INELIGIBLE | 0 | 0 | 0 | 0 | 0 | 0
UU140WR3 U30/UMN140M3 N30 | LG | Ducted | Single Split System | 13.8 | 15.5 | INELIGIBLE | 0 | 0 | 0 | 0 | 0 | 0
UU85WR3 U40/UHN85B7 N70 | LG | Ducted | Single Split System | 8.8 | 9.4 | INELIGIBLE | 0 | 0 | 0 | 0 | 0 | 0
UU100WR3 U30/UHN100B7 N70 | LG | Ducted | Single Split System | 10.5 | 13 | INELIGIBLE | 0 | 0 | 0 | 0 | 0 | 0
UU125WR3 U30/UHN125B7 N70 | LG | Ducted | Single Split System | 12.5 | 15 | INELIGIBLE | 0 | 0 | 0 | 0 | 0 | 0
UU150WR3 U30/UHN150B7 N70 | LG | Ducted | Single Split System | 15 | 17 | INELIGIBLE | 0 | 0 | 0 | 0 | 0 | 0
UU125WR3 U30/UHN125M3S N30 | LG | Ducted | Single Split System | 12.5 | 15 | INELIGIBLE | 0 | 0 | 0 | 0 | 0 | 0
UU125WR3L U30/UHN125M3S N30 | LG | Ducted | Single Split System | 12.5 | 15 | INELIGIBLE | 0 | 0 | 0 | 0 | 0 | 0
UU85WR3 U40/UTN85PB NB0 | LG | Non Ducted | Single Split System | 8 | 8.9 | INELIGIBLE | 0 | 0 | 0 | 0 | 0 | 0
UU100WR3 U30/UTN100MA NA0 | LG | Non Ducted | Single Split System | 9.5 | 10.8 | ELIGIBLE | 55 | 387 | 1738.4 | 63 | 550 | 2129.98
UU125WR3 U30/UTN125MA NA0 | LG | Non Ducted | Single Split System | 12.3 | 13.5 | INELIGIBLE | 0 | 0 | 0 | 0 | 0 | 0
UU140WR3 U30/UTN140MA NA0 | LG | Non Ducted | Single Split System | 13.6 | 15.5 | INELIGIBLE | 0 | 0 | 0 | 0 | 0 | 0
UU85WR3 U40/UHN85M2S N20 | LG | Ducted | Single Split System | 8.5 | 10 | INELIGIBLE | 0 | 0 | 0 | 0 | 0 | 0
UU140WR3 U30/UHN140M3S N30 | LG | Ducted | Single Split System | 14 | 16.5 | INELIGIBLE | 75 | 121 | 1841.8 | 90 | 392 | 2531
UU150WR3 U30 / UHN150M3S N30 | LG | Ducted | Single Split System | 15.2 | 18 | INELIGIBLE | 0 | 0 | 0 | 0 | 0 | 0
UU140WR3L U30/UHN140M3S N30 | LG | Ducted | Single Split System | 14 | 16.5 | INELIGIBLE | 0 | 0 | 0 | 0 | 0 | 0
UU150WR3L U30/UHN150M3S N30 | LG | Ducted | Single Split System | 15.2 | 18 | INELIGIBLE | 0 | 0 | 0 | 0 | 0 | 0
UU100WR3 U30/UHN100M2S N20 | LG | Ducted | Single Split System | 10.5 | 13 | INELIGIBLE | 0 | 0 | 0 | 0 | 0 | 0
UU100WR3L U30 / UHN100M2S N20 | LG | Ducted | Single Split System | 10.5 | 13 | INELIGIBLE | 0 | 0 | 0 | 0 | 0 | 0
UU100WR3H U30 / UHN100M3SH N30 | LG | Ducted | Single Split System | 10.5 | 13 | ELIGIBLE | 70 | 497 | 2218.3 | 81 | 700 | 2729.26
WH18SLU-19 / WH18SLN-19 | LG | Non Ducted | Single Split System | 5 | 6 | ELIGIBLE | 32 | 186 | 960.52 | 37 | 272 | 1184.62
WS09TWU / WS09TWN | LG | Non Ducted | Single Split System | 2.6 | 3.2 | ELIGIBLE | 15 | 61 | 416.2 | 17 | 101 | 513.12
WS12TWU / WS12TWN | LG | Non Ducted | Single Split System | 3.4 | 4 | INELIGIBLE | 0 | 0 | 0 | 0 | 0 | 0
WS24TWU / WS24TWN | LG | Non Ducted | Single Split System | 6.3 | 7.3 | INELIGIBLE | 0 | 0 | 0 | 0 | 0 | 0
WS18TWU / WS18TWN | LG | Non Ducted | Single Split System | 4.8 | 5.9 | INELIGIBLE | 0 | 0 | 0 | 0 | 0 | 0
B70AWYU7L6 / B70AWYN9L6 | LG | Ducted | Single Split System | 20 | 22.6 | INELIGIBLE | 0 | 0 | 0 | 0 | 0 | 0
B62AWYU7L6 / B62AWYN9L6 | LG | Ducted | Single Split System | 18 | 20.6 | INELIGIBLE | 0 | 0 | 0 | 0 | 0 | 0
AH09S1U / AH09S1N | LG | Non Ducted | Single Split System | 2.5 | 3.2 | ELIGIBLE | 16 | 71 | 451.66 | 19 | 109 | 568.44
AS09S0U / AS09S0N | LG | Non Ducted | Single Split System | 2.5 | 3 | ELIGIBLE | 14 | 60 | 392.44 | 16 | 98 | 486.76
AS12S0U / AS12S0N | LG | Non Ducted | Single Split System | 3.5 | 3.7 | INELIGIBLE | 0 | 0 | 0 | 0 | 0 | 0
AH18S2U / AH18S2N | LG | Non Ducted | Single Split System | 5 | 6 | ELIGIBLE | 32 | 164 | 931.92 | 37 | 250 | 1156.02
AS18S1U / AS18S1N | LG | Non Ducted | Single Split System | 4.8 | 5.2 | ELIGIBLE | 26 | 3 | 587.86 | 30 | 85 | 784.3
AH24S2U / AH24S2N | LG | Non Ducted | Single Split System | 7.1 | 7.8 | ELIGIBLE | 41 | 58 | 996.26 | 47 | 181 | 1290.92
AS24S2U / AS24S2N | LG | Non Ducted | Single Split System | 7.1 | 7.7 | INELIGIBLE | 0 | 0 | 0 | 0 | 0 | 0
AH12S1U / AH12S1N | LG | Non Ducted | Single Split System | 3.5 | 3.7 | ELIGIBLE | 18 | 39 | 454.98 | 21 | 93 | 592.56
MSR-J086 | Mammoth | Ducted | Packaged | 22 | 26 | INELIGIBLE | 0 | 0 | 0 | 0 | 0 | 0
MSR-J086VLE | Mammoth | Ducted | Packaged | 22 | 26 | INELIGIBLE | 0 | 0 | 0 | 0 | 0 | 0
MSR-J086VHE | Mammoth | Ducted | Packaged | 22 | 26 | INELIGIBLE | 0 | 0 | 0 | 0 | 0 | 0
MSR-J086HLE | Mammoth | Ducted | Packaged | 22 | 26 | INELIGIBLE | 0 | 0 | 0 | 0 | 0 | 0
MSR-J086HHE | Mammoth | Ducted | Packaged | 22 | 26 | INELIGIBLE | 0 | 0 | 0 | 0 | 0 | 0
MSR-J100 | Mammoth | Ducted | Packaged | 27 | 34 | INELIGIBLE | 0 | 0 | 0 | 0 | 0 | 0
MSR-J100VLE | Mammoth | Ducted | Packaged | 27 | 34 | INELIGIBLE | 0 | 0 | 0 | 0 | 0 | 0
MSR-J100VHE | Mammoth | Ducted | Packaged | 27 | 34 | INELIGIBLE | 0 | 0 | 0 | 0 | 0 | 0
MSR-J100HLE | Mammoth | Ducted | Packaged | 27 | 34 | INELIGIBLE | 0 | 0 | 0 | 0 | 0 | 0
MSR-J100HHE | Mammoth | Ducted | Packaged | 27 | 34 | INELIGIBLE | 0 | 0 | 0 | 0 | 0 | 0
LZL21 ODU / LZL21 IDU | MAXA | Non Ducted | Single Split System | 2.15 | 2.1 | INELIGIBLE | 0 | 0 | 0 | 0 | 0 | 0
LZL26 ODU / LZL26 IDU | MAXA | Non Ducted | Single Split System | 2.64 | 3.3 | ELIGIBLE | 14 | 96 | 439.24 | 16 | 136 | 536.16
LZL35 ODU / LZL35 IDU | MAXA | Non Ducted | Single Split System | 3.53 | 3.65 | ELIGIBLE | 15 | 52 | 404.5 | 18 | 106 | 542.08
LZL52 ODU / LZL52 IDU | MAXA | Non Ducted | Single Split System | 5.3 | 5.3 | ELIGIBLE | 31 | 193 | 947.16 | 35 | 285 | 1156.6
LZL72 ODU / LZL72 IDU | MAXA | Non Ducted | Single Split System | 7.2 | 7.3 | ELIGIBLE | 40 | 81 | 1003.7 | 46 | 205 | 1299.66
LZL82 ODU / LZL82 IDU | MAXA | Non Ducted | Single Split System | 8.2 | 8.4 | ELIGIBLE | 42 | 90 | 1060.32 | 49 | 231 | 1400.84
LZL88 ODU / LZL88 IDU | MAXA | Non Ducted | Single Split System | 8.8 | 8.8 | ELIGIBLE | 43 | 130 | 1134.78 | 50 | 282 | 1489.6
C-WMV-25HRFN8-QD7GW | MDV | Non Ducted | Single Split System | 2.5 | 3.2 | INELIGIBLE | 0 | 0 | 0 | 0 | 0 | 0
C-WMV-35HRFN8-QD1GW | MDV | Non Ducted | Single Split System | 3.5 | 4 | ELIGIBLE | 19 | 76 | 525.54 | 22 | 129 | 661.82
C-WMV-50HRFN8-QD0GW | MDV | Non Ducted | Single Split System | 5 | 6 | ELIGIBLE | 31 | 175 | 923.76 | 36 | 261 | 1147.86
C-WMV-71HRFN8-QD5GW | MDV | Non Ducted | Single Split System | 7.1 | 8 | INELIGIBLE | 0 | 0 | 0 | 0 | 0 | 0
C-WMV-90HRFN8-QC5GW | MDV | Non Ducted | Single Split System | 9 | 10 | INELIGIBLE | 0 | 0 | 0 | 0 | 0 | 0
C-UVC-105HFN8-QC3W/CSV-105N8-QC3W | MDV | Non Ducted | Single Split System | 10.5 | 11 | ELIGIBLE | 67 | 424 | 2056.02 | 77 | 627 | 2544.52
C-UV-125N8-QC3W / CSV-125N8-QC3W | MDV | Non Ducted | Single Split System | 12.5 | 13 | ELIGIBLE | 76 | 360 | 2174.96 | 88 | 602 | 2759.08
C-UV-140N8-QC3W / CSV-140N8-QC3W | MDV | Non Ducted | Single Split System | 14 | 14.5 | ELIGIBLE | 83 | 149 | 2057.88 | 96 | 420 | 2702.16
C-UV-74N8-QC3W / CDV-74A6N8-QC3W | MDV | Ducted | Single Split System | 7.4 | 7.5 | ELIGIBLE | 46 | 144 | 1220.36 | 53 | 287 | 1563.48
C-UV-105N8-QC3W / CDV-105A6N8-QC3W | MDV | Ducted | Single Split System | 10.5 | 11 | ELIGIBLE | 64 | 104 | 1572.64 | 74 | 308 | 2062.44
C-UV-105N8-QC3W / CDV-105HN8-QC3W | MDV | Ducted | Single Split System | 10.5 | 11 | ELIGIBLE | 64 | 160 | 1645.44 | 74 | 364 | 2135.24
C-UV-125N8-QC3W / CDV-125HN8-QC3W | MDV | Ducted | Single Split System | 12.5 | 13.5 | ELIGIBLE | 80 | 186 | 2038.6 | 92 | 428 | 2622.72
C-UV-125N8-QC3W / CDV-125A6N8-QC3W | MDV | Ducted | Single Split System | 12.5 | 13.5 | ELIGIBLE | 82 | 242 | 2156.32 | 94 | 484 | 2740.44
C-UV-140N8-QC3W / CDV-140HFN8-QC3W | MDV | Ducted | Single Split System | 14 | 14.5 | ELIGIBLE | 84 | 177 | 2116.74 | 97 | 448 | 2761.02
C-UV-140N8-QC3W / CDV-140A6N8-QC3W | MDV | Ducted | Single Split System | 14 | 14.5 | ELIGIBLE | 85 | 177 | 2139.2 | 98 | 448 | 2783.48
C-UV-170N8-QC3W / CDV-170HFN8-QC3W | MDV | Ducted | Single Split System | 17 | 17.5 | ELIGIBLE | 95 | 131 | 2304 | 110 | 460 | 3068.6
C-UV-105N8-QC3W / CSV-105N8-QC3W | MDV | Non Ducted | Single Split System | 10.5 | 11 | ELIGIBLE | 63 | 293 | 1795.88 | 73 | 496 | 2284.38
C-UV-74N8-QC3W / CSV-72N8-QC7W | MDV | Non Ducted | Single Split System | 7.2 | 7.7 | ELIGIBLE | 45 | 227 | 1305.8 | 51 | 351 | 1601.76
MFAB26N/MFAB26W | Midea | Non Ducted | Single Split System | 2.5 | 3.2 | ELIGIBLE | 14 | 91 | 432.74 | 16 | 129 | 527.06
MFAB26NB/MFAB26WB | Midea | Non Ducted | Single Split System | 2.5 | 3.2 | ELIGIBLE | 14 | 91 | 432.74 | 16 | 129 | 527.06
MFAB26N*/MFAB26W* | Midea | Non Ducted | Single Split System | 2.5 | 3.2 | ELIGIBLE | 14 | 91 | 432.74 | 16 | 129 | 527.06
MFAU50N&MFAU50W | Midea | Non Ducted | Single Split System | 5 | 6 | ELIGIBLE | 28 | 175 | 856.38 | 32 | 261 | 1058.02
MFAU50NB&MFAU50WB | Midea | Non Ducted | Single Split System | 5 | 6 | ELIGIBLE | 28 | 175 | 856.38 | 32 | 261 | 1058.02
MFAU50N*&MFAU50W* | Midea | Non Ducted | Single Split System | 5 | 6 | ELIGIBLE | 28 | 175 | 856.38 | 32 | 261 | 1058.02
MFAB70N/MFAB70W | Midea | Non Ducted | Single Split System | 7 | 8 | INELIGIBLE | 0 | 0 | 0 | 0 | 0 | 0
MFAB70NB/MFAB70WB | Midea | Non Ducted | Single Split System | 7 | 8 | INELIGIBLE | 0 | 0 | 0 | 0 | 0 | 0
MFAB70N*/MFAB70W* | Midea | Non Ducted | Single Split System | 7 | 8 | INELIGIBLE | 0 | 0 | 0 | 0 | 0 | 0
MFAB35NB/MFAB35WB | Midea | Non Ducted | Single Split System | 3.5 | 4 | INELIGIBLE | 0 | 0 | 0 | 0 | 0 | 0
MFAB35N/MFAB35W | Midea | Non Ducted | Single Split System | 3.5 | 4 | INELIGIBLE | 0 | 0 | 0 | 0 | 0 | 0
MFAB35N*/MFAB35W* | Midea | Non Ducted | Single Split System | 3.5 | 4 | INELIGIBLE | 0 | 0 | 0 | 0 | 0 | 0
FA35 | MIDEA | Non Ducted | Single Split System | 3.5 | 3.65 | ELIGIBLE | 18 | 20 | 430.28 | 21 | 73 | 566.56
MPPD27C | MIDEA | Non Ducted | Portable | 2.7 | 0 | INELIGIBLE | 0 | 0 | 0 | 0 | 0 | 0
MPPD30C | MIDEA | Non Ducted | Portable | 3 | 0 | INELIGIBLE | 0 | 0 | 0 | 0 | 0 | 0
MFXS20 | MIDEA | Non Ducted | Single Split System | 2 | 2.25 | ELIGIBLE | 12 | 65 | 354.02 | 13 | 95 | 415.48
MFXS26 | MIDEA | Non Ducted | Single Split System | 2.65 | 2.7 | ELIGIBLE | 15 | 108 | 477.3 | 17 | 149 | 575.52
MFXS35 | MIDEA | Non Ducted | Single Split System | 3.55 | 4 | ELIGIBLE | 19 | 84 | 535.94 | 21 | 137 | 649.76
MFXS50 | MIDEA | Non Ducted | Single Split System | 5 | 5.2 | ELIGIBLE | 27 | 141 | 789.72 | 31 | 227 | 991.36
MFXS60 | MIDEA | Non Ducted | Single Split System | 6 | 6.2 | INELIGIBLE | 0 | 0 | 0 | 0 | 0 | 0
MFXS70 | MIDEA | Non Ducted | Single Split System | 7 | 7.5 | INELIGIBLE | 0 | 0 | 0 | 0 | 0 | 0
MFXS80 | MIDEA | Non Ducted | Single Split System | 8 | 8.5 | INELIGIBLE | 0 | 0 | 0 | 0 | 0 | 0
MFAB90WB/MFAB90NB | MIDEA | Non Ducted | Single Split System | 9 | 10 | INELIGIBLE | 0 | 0 | 0 | 0 | 0 | 0
MFAG26 | Midea | Non Ducted | Single Split System | 2.6 | 2.7 | ELIGIBLE | 13 | 67 | 379.08 | 15 | 106 | 474.7
MFAG35 | Midea | Non Ducted | Single Split System | 3.55 | 4 | ELIGIBLE | 19 | 84 | 535.94 | 21 | 137 | 649.76
MFAG20 | Midea | Non Ducted | Single Split System | 2 | 2.25 | ELIGIBLE | 12 | 65 | 354.02 | 13 | 95 | 415.48
MFAG50 | Midea | Non Ducted | Single Split System | 5 | 5.2 | ELIGIBLE | 27 | 141 | 789.72 | 31 | 227 | 991.36
MFAG60 | Midea | Non Ducted | Single Split System | 6 | 6.2 | INELIGIBLE | 0 | 0 | 0 | 0 | 0 | 0
MFAG70 | Midea | Non Ducted | Single Split System | 7 | 7.5 | INELIGIBLE | 0 | 0 | 0 | 0 | 0 | 0
MFAG80 | Midea | Non Ducted | Single Split System | 8 | 8.5 | INELIGIBLE | 0 | 0 | 0 | 0 | 0 | 0
MFXS20 | MIDEA | Non Ducted | Single Split System | 2 | 2.25 | ELIGIBLE | 12 | 65 | 354.02 | 13 | 95 | 415.48
MFXS26 | MIDEA | Non Ducted | Single Split System | 2.65 | 2.7 | ELIGIBLE | 15 | 108 | 477.3 | 17 | 149 | 575.52
MFXS35 | MIDEA | Non Ducted | Single Split System | 3.55 | 4 | ELIGIBLE | 19 | 84 | 535.94 | 21 | 137 | 649.76
MFXS60 | MIDEA | Non Ducted | Single Split System | 6 | 6.2 | INELIGIBLE | 0 | 0 | 0 | 0 | 0 | 0
MFAU26WA/ MFAU26NA | MIDEA | Non Ducted | Single Split System | 2.5 | 3.2 | INELIGIBLE | 0 | 0 | 0 | 0 | 0 | 0
MFAU35WA/ MFAU35NA | MIDEA | Non Ducted | Single Split System | 3.5 | 4 | ELIGIBLE | 19 | 76 | 525.54 | 22 | 129 | 661.82
MFAU50WA/ MFAU50NA | MIDEA | Non Ducted | Single Split System | 5 | 6 | ELIGIBLE | 31 | 175 | 923.76 | 36 | 261 | 1147.86
MFAU70WA/MFAU70NA | MIDEA | Non Ducted | Single Split System | 7.1 | 8 | INELIGIBLE | 0 | 0 | 0 | 0 | 0 | 0
MFAB35NB/MFAB35WB | Midea | Non Ducted | Single Split System | 3.5 | 4 | ELIGIBLE | 0 | 0 | 0 | 0 | 0 | 0
MFAB26NB/MFAB26WB | Midea | Non Ducted | Single Split System | 2.5 | 3.2 | INELIGIBLE | 14 | 91 | 432.74 | 16 | 129 | 527.06
MFAB50NB/MFAB50WB | Midea | Non Ducted | Single Split System | 5 | 6 | ELIGIBLE | 31 | 175 | 923.76 | 36 | 261 | 1147.86
MFAB70NB/MFAB70WB | Midea | Non Ducted | Single Split System | 7.1 | 8 | INELIGIBLE | 0 | 0 | 0 | 0 | 0 | 0
MFAB-20WC/MFAB-20NC | MIDEA | Non Ducted | Single Split System | 2 | 2.25 | ELIGIBLE | 12 | 65 | 354.02 | 13 | 95 | 415.48
MFAB-26WC/MFAB-26NC | MIDEA | Non Ducted | Single Split System | 2.65 | 2.7 | ELIGIBLE | 15 | 108 | 477.3 | 17 | 149 | 575.52
MFAB-35WC/MFAB-35NC | MIDEA | Non Ducted | Single Split System | 3.55 | 4 | ELIGIBLE | 19 | 84 | 535.94 | 21 | 137 | 649.76
MFAB-50WC/MFAB-50NC | MIDEA | Non Ducted | Single Split System | 5 | 5.2 | ELIGIBLE | 27 | 141 | 789.72 | 31 | 227 | 991.36
MFAB-60WC/MFAB-60NC | MIDEA | Non Ducted | Single Split System | 6 | 6.2 | INELIGIBLE | 0 | 0 | 0 | 0 | 0 | 0
MFAB-70WC/MFAB-70NC | MIDEA | Non Ducted | Single Split System | 7 | 7.5 | INELIGIBLE | 0 | 0 | 0 | 0 | 0 | 0
MFAB-80WC/MFAB-80NC | MIDEA | Non Ducted | Single Split System | 8 | 8.5 | INELIGIBLE | 0 | 0 | 0 | 0 | 0 | 0
MWF09HB4 | Midea | Non Ducted | Window Wall | 2.6 | 2.35 | INELIGIBLE | 0 | 0 | 0 | 0 | 0 | 0
DUCMI70IB/UCMI70OB | Midea | Ducted | Single Split System | 7.3 | 7.5 | ELIGIBLE | 44 | 142 | 1172.84 | 51 | 284 | 1514.66
DUCMI90IB/UCMI90OB | Midea | Ducted | Single Split System | 9 | 10 | ELIGIBLE | 60 | 198 | 1605 | 69 | 372 | 2033.34
DUCMI105IB/UCMI105OB | Midea | Ducted | Single Split System | 10.5 | 11 | ELIGIBLE | 65 | 104 | 1595.1 | 75 | 308 | 2084.9
DUCMI105IHB/UCMI105OB | Midea | Ducted | Single Split System | 10.5 | 11 | ELIGIBLE | 65 | 160 | 1667.9 | 75 | 364 | 2157.7
DUCMI125IHB/UCMI125OB | Midea | Ducted | Single Split System | 12.5 | 13 | ELIGIBLE | 78 | 214 | 2030.08 | 90 | 456 | 2614.2
DUCMI140IHB/UCMI140OB | Midea | Ducted | Single Split System | 14 | 14.5 | ELIGIBLE | 85 | 177 | 2139.2 | 98 | 448 | 2783.48
DUCMI170IHB/UCMI170OB | Midea | Ducted | Single Split System | 17 | 17.5 | ELIGIBLE | 99 | 131 | 2393.84 | 115 | 460 | 3180.9
UCMI70OB/DUCMI70IB | MIDEA | Ducted | Single Split System | 7.3 | 7.4 | ELIGIBLE | 44 | 142 | 1172.84 | 50 | 284 | 1492.2
DUCMI90IB/UCMI90OB | MIDEA | Ducted | Single Split System | 9 | 10 | ELIGIBLE | 60 | 198 | 1605 | 69 | 372 | 2033.34
UCMI90OB/DUCMI90IB | MIDEA | Ducted | Single Split System | 10.5 | 11 | ELIGIBLE | 65 | 104 | 1595.1 | 75 | 308 | 2084.9
UCMI105OB/DUCMI105IHB | MIDEA | Ducted | Single Split System | 10 | 11 | ELIGIBLE | 64 | 70 | 1528.44 | 74 | 264 | 2005.24
DUCMI125IHB/UCMI125OB | MIDEA | Ducted | Single Split System | 12.5 | 13 | ELIGIBLE | 78 | 242 | 2066.48 | 90 | 484 | 2650.6
UCMI140OB/DUCMI140IHB | MIDEA | Ducted | Single Split System | 14 | 14.5 | ELIGIBLE | 84 | 177 | 2116.74 | 97 | 448 | 2761.02
DUCMI170IHB/UCMI170OB | MIDEA | Ducted | Single Split System | 17 | 17.5 | ELIGIBLE | 99 | 131 | 2393.84 | 115 | 460 | 3180.9
MPPD33H | MIDEA | Non Ducted | Portable | 3.378 | 2.81 | INELIGIBLE | 0 | 0 | 0 | 0 | 0 | 0
CASMI105IB/UCMI105OBC | Midea | Non Ducted | Single Split System | 10.5 | 11 | ELIGIBLE | 67 | 424 | 2056.02 | 77 | 627 | 2544.52
CASMI125IB/UCMI125OB | Midea | Non Ducted | Single Split System | 12.5 | 13 | ELIGIBLE | 76 | 360 | 2174.96 | 88 | 602 | 2759.08
CASMI140IB/UCMI140OB | Midea | Non Ducted | Single Split System | 14 | 14.5 | ELIGIBLE | 83 | 149 | 2057.88 | 96 | 420 | 2702.16
MFAG20VA-N/MFAG20VA-W | Midea | Non Ducted | Single Split System | 2 | 2.25 | ELIGIBLE | 12 | 65 | 354.02 | 13 | 95 | 415.48
MFAG26VA-N/MFAG26VA-W | Midea | Non Ducted | Single Split System | 2.6 | 2.7 | ELIGIBLE | 13 | 67 | 379.08 | 15 | 106 | 474.7
MFAG50VA-N/MFAG50VA-W | Midea | Non Ducted | Single Split System | 5 | 5.2 | ELIGIBLE | 27 | 141 | 789.72 | 31 | 227 | 991.36
MFAG35VA-N/MFAG35VA-W | Midea | Non Ducted | Single Split System | 3.55 | 4 | ELIGIBLE | 19 | 84 | 535.94 | 21 | 137 | 649.76
MFAG70VA-N/MFAG70VA-W | Midea | Non Ducted | Single Split System | 7 | 7.5 | ELIGIBLE | 41 | 125 | 1083.36 | 47 | 246 | 1375.42
MFAB-71NC/MFAB-71WC | Midea | Non Ducted | Single Split System | 7 | 7.5 | ELIGIBLE | 41 | 125 | 1083.36 | 47 | 246 | 1375.42
MFXS71N/ MFXS71W | Midea | Non Ducted | Single Split System | 7 | 7.5 | ELIGIBLE | 41 | 125 | 1083.36 | 47 | 246 | 1375.42
MF70 series | Midea | Non Ducted | Single Split System | 7 | 7.5 | ELIGIBLE | 41 | 125 | 1083.36 | 47 | 246 | 1375.42
MFAG60VA-N/MFAG60VA-W | Midea | Non Ducted | Single Split System | 6 | 6.2 | INELIGIBLE | 0 | 0 | 0 | 0 | 0 | 0
MFAG80VA-N/MFAG80VA-W | Midea | Non Ducted | Single Split System | 8 | 8.5 | ELIGIBLE | 44 | 47 | 1049.34 | 51 | 185 | 1385.96
MFAB-81NC/MFAB-81WC | Midea | Non Ducted | Single Split System | 8 | 8.5 | ELIGIBLE | 44 | 47 | 1049.34 | 51 | 185 | 1385.96
MFXS81N/MFXS81W | Midea | Non Ducted | Single Split System | 8 | 8.5 | ELIGIBLE | 44 | 47 | 1049.34 | 51 | 185 | 1385.96
MF80 series | Midea | Non Ducted | Single Split System | 8 | 8.5 | ELIGIBLE | 44 | 47 | 1049.34 | 51 | 185 | 1385.96
MFCA26VA-W/MFCA26VA-N | MIDEA | Non Ducted | Single Split System | 2.6 | 2.65 | ELIGIBLE | 14 | 106 | 452.24 | 16 | 146 | 549.16
MFCA35VA-W/MFCA35VA-N | MIDEA | Non Ducted | Single Split System | 3.55 | 3.6 | ELIGIBLE | 19 | 95 | 550.24 | 22 | 149 | 687.82
MFCA50VA-W/MFCA50VA-N | MIDEA | Non Ducted | Single Split System | 5.2 | 5.2 | ELIGIBLE | 31 | 142 | 880.86 | 35 | 232 | 1087.7
MFCA70VA-W/MFCA70VA-N | MIDEA | Non Ducted | Single Split System | 7 | 8.05 | ELIGIBLE | 42 | 63 | 1025.22 | 48 | 184 | 1317.28
MFEP26VA-W/MFEP26VA-N | MIDEA | Non Ducted | Single Split System | 2.6 | 2.7 | ELIGIBLE | 15 | 123 | 496.8 | 17 | 163 | 593.72
MFEP35VA-W/MFEP35VA-N | MIDEA | Non Ducted | Single Split System | 3.5 | 3.65 | ELIGIBLE | 19 | 110 | 569.74 | 22 | 163 | 706.02
MFEP50VA-W/MFEP50VA-N | MIDEA | Non Ducted | Single Split System | 5 | 5.3 | ELIGIBLE | 28 | 169 | 848.58 | 32 | 255 | 1050.22
MFEP70VA-W/MFEP70VA-N | MIDEA | Non Ducted | Single Split System | 7 | 8.8 | ELIGIBLE | 47 | 157 | 1259.72 | 54 | 278 | 1574.24
MFEP80VA-W/MFEP80VA-N | MIDEA | Non Ducted | Single Split System | 8 | 9 | ELIGIBLE | 48 | 106 | 1215.88 | 55 | 244 | 1552.5
MFEP51VA-W/MFEP51VA-N | MIDEA | Non Ducted | Single Split System | 5 | 5.3 | ELIGIBLE | 29 | 169 | 871.04 | 33 | 255 | 1072.68
MFAG36VA-W/MFAG36VA-N | MIDEA | Non Ducted | Single Split System | 3.55 | 3.8 | ELIGIBLE | 20 | 95 | 572.7 | 22 | 149 | 687.82
MFAG51VA-W/MFAG51VA-N | MIDEA | Non Ducted | Single Split System | 5 | 5.52 | ELIGIBLE | 30 | 152 | 871.4 | 34 | 239 | 1074.34
MFAG36VA-W/MFAG36VA-N | MIDEA | Non Ducted | Single Split System | 3.55 | 3.8 | ELIGIBLE | 20 | 95 | 572.7 | 22 | 149 | 687.82
UCMI170OB/DUCMI170IHB | MIDEA | Ducted | Single Split System | 17 | 17.5 | ELIGIBLE | 98 | 260 | 2539.08 | 114 | 589 | 3326.14
UCMI105OB/CASMI105IB | MIDEA | Non Ducted | Single Split System | 10.5 | 11.5 | ELIGIBLE | 65 | 295 | 1843.4 | 75 | 498 | 2331.9
UCMI70OB/CASMI70IB | MIDEA | Non Ducted | Single Split System | 7 | 7.7 | ELIGIBLE | 45 | 192 | 1260.3 | 51 | 313 | 1552.36
MFXP70W/MFXP70N | MIDEA | Non Ducted | Single Split System | 7 | 8 | ELIGIBLE | 43 | 142 | 1150.38 | 49 | 262 | 1441.14
MFXP60W/MFXP60N | MIDEA | Non Ducted | Single Split System | 6.1 | 6.6 | ELIGIBLE | 34 | 80 | 867.64 | 39 | 186 | 1117.74
MFXP20W/MFXP20N | MIDEA | Non Ducted | Single Split System | 2 | 2.25 | ELIGIBLE | 12 | 65 | 354.02 | 13 | 95 | 415.48
MFXP26W/MFXP26N | MIDEA | Non Ducted | Single Split System | 2.65 | 2.7 | ELIGIBLE | 15 | 108 | 477.3 | 17 | 149 | 575.52
MFXP35W/MFXP35N | MIDEA | Non Ducted | Single Split System | 3.55 | 3.9 | ELIGIBLE | 19 | 84 | 535.94 | 21 | 137 | 649.76
MFXP50W/MFXP50N | MIDEA | Non Ducted | Single Split System | 5 | 5.5 | ELIGIBLE | 30 | 152 | 871.4 | 34 | 239 | 1074.34
MFXP80W/MFXP80N | MIDEA | Non Ducted | Single Split System | 8 | 8.6 | ELIGIBLE | 45 | 159 | 1217.4 | 52 | 297 | 1554.02
MFAB-60WC/MULMIO18 | MIDEA | Non Ducted | Single Split System | 5 | 5.2 | ELIGIBLE | 28 | 113 | 775.78 | 32 | 199 | 977.42
MFAB-60WC/MULMIO09 | MIDEA | Non Ducted | Single Split System | 2.76 | 2.9 | ELIGIBLE | 14 | 75 | 411.94 | 16 | 117 | 511.46
MFAB-60WC/MULMIO12 | MIDEA | Non Ducted | Single Split System | 3.6 | 3.9 | ELIGIBLE | 19 | 8 | 437.14 | 22 | 63 | 576.02
MFAG51VA-W/MFCS50VA-N | MIDEA | Non Ducted | Single Split System | 4.9 | 5.5 | ELIGIBLE | 30 | 101 | 805.1 | 34 | 186 | 1005.44
MWFF53H | MIDEA | Non Ducted | Window Wall | 5.4 | 4.78 | INELIGIBLE | 0 | 0 | 0 | 0 | 0 | 0
MWFF39H | MIDEA | Non Ducted | Window Wall | 3.9 | 3.5 | INELIGIBLE | 0 | 0 | 0 | 0 | 0 | 0
MPPD33HB | MIDEA | Non Ducted | Portable | 3.25 | 2.81 | INELIGIBLE | 0 | 0 | 0 | 0 | 0 | 0
MWFF26H | MIDEA | Non Ducted | Window Wall | 2.8 | 2.45 | INELIGIBLE | 0 | 0 | 0 | 0 | 0 | 0
MWFF22H | MIDEA | Non Ducted | Window Wall | 2.28 | 2 | INELIGIBLE | 0 | 0 | 0 | 0 | 0 | 0
MWFF28H | MIDEA | Non Ducted | Window Wall | 2.8 | 2.45 | INELIGIBLE | 0 | 0 | 0 | 0 | 0 | 0
MFXS35WA/MFXS35NA | MIDEA | Non Ducted | Single Split System | 3.5 | 3.75 | ELIGIBLE | 19 | 87 | 539.84 | 21 | 140 | 653.66
MFXP35WA/MFXP35NA | MIDEA | Non Ducted | Single Split System | 3.5 | 3.75 | ELIGIBLE | 19 | 87 | 539.84 | 21 | 140 | 653.66
MFAB26WC/MFAB26NC | Midea | Non Ducted | Single Split System | 2.5 | 3.2 | INELIGIBLE | 0 | 0 | 0 | 0 | 0 | 0
MFAU26WC/MFAU26NC | MIDEA | Non Ducted | Single Split System | 2.5 | 3.2 | INELIGIBLE | 0 | 0 | 0 | 0 | 0 | 0
MFXS20WA/MFXS20NA | MIDEA | Non Ducted | Single Split System | 2 | 2.2 | ELIGIBLE | 11 | 54 | 317.26 | 12 | 84 | 378.72
MFXP20WA/MFXP20NA | MIDEA | Non Ducted | Single Split System | 2 | 2.2 | ELIGIBLE | 11 | 54 | 317.26 | 12 | 84 | 378.72
MFXS81WA/MFXS81NA | MIDEA | Non Ducted | Single Split System | 7.6 | 8 | ELIGIBLE | 41 | 33 | 963.76 | 47 | 164 | 1268.82
MFXP80WA/MFXP80NA | MIDEA | Non Ducted | Single Split System | 7.6 | 8 | ELIGIBLE | 41 | 33 | 963.76 | 47 | 164 | 1268.82
MWFI36H | MIDEA | Non Ducted | Window Wall | 3.6 | 3.5 | INELIGIBLE | 0 | 0 | 0 | 0 | 0 | 0
UCMI70OC/DUCMI70IC | MIDEA | Ducted | Single Split System | 7.3 | 7.5 | ELIGIBLE | 46 | 121 | 1190.46 | 52 | 262 | 1508.52
UCMI90OC/DUCMI90IC | MIDEA | Ducted | Single Split System | 10.2 | 12 | ELIGIBLE | 67 | 134 | 1679.02 | 78 | 332 | 2183.48
UCMI105OC/DUCMI105IHC | MIDEA | Ducted | Single Split System | 10.5 | 12.5 | ELIGIBLE | 72 | 135 | 1792.62 | 83 | 339 | 2304.88
UCMI125OC/DUCMI125IHC | MIDEA | Ducted | Single Split System | 12.6 | 14.5 | ELIGIBLE | 87 | 167 | 2171.12 | 100 | 412 | 2781.6
UCMI140OC/DUCMI140IHC | MIDEA | Ducted | Single Split System | 14 | 16.8 | ELIGIBLE | 94 | 188 | 2355.64 | 109 | 459 | 3044.84
UCMI170OC/DUCMI170IHC | MIDEA | Ducted | Single Split System | 17 | 18 | ELIGIBLE | 102 | 215 | 2570.42 | 118 | 544 | 3357.48
MFAG90VB-W/MFAG90VB-N | MIDEA | Non Ducted | Single Split System | 9 | 9.5 | ELIGIBLE | 50 | 117 | 1275.1 | 57 | 272 | 1633.82
MFAB-90WD/MFAB-90ND | MIDEA | Non Ducted | Single Split System | 9 | 9.5 | ELIGIBLE | 50 | 117 | 1275.1 | 57 | 272 | 1633.82
MFAG20VB-W/MFAG20VB-N | MIDEA | Non Ducted | Single Split System | 2.05 | 2.37 | ELIGIBLE | 12 | 66 | 355.32 | 14 | 97 | 440.54
MFAB-20WD/MFAB-20ND | MIDEA | Non Ducted | Single Split System | 2.05 | 2.37 | ELIGIBLE | 12 | 66 | 355.32 | 14 | 97 | 440.54
MFAG26VB-W/MFAG26VB-N | MIDEA | Non Ducted | Single Split System | 2.5 | 2.795 | ELIGIBLE | 14 | 80 | 418.44 | 16 | 118 | 512.76
MFAG35VB-W/MFAG35VB-N | MIDEA | Non Ducted | Single Split System | 3.5 | 4 | ELIGIBLE | 19 | 59 | 503.44 | 22 | 112 | 639.72
MFAG50VB-W/MFAG50VB-N | MIDEA | Non Ducted | Single Split System | 5 | 5.54 | ELIGIBLE | 30 | 120 | 829.8 | 34 | 206 | 1031.44
MFAG60VB-W/MFAG60VB-N | MIDEA | Non Ducted | Single Split System | 6 | 6.5 | INELIGIBLE | 0 | 0 | 0 | 0 | 0 | 0
MFAG70VB-W/MFAG70VB-N | MIDEA | Non Ducted | Single Split System | 7 | 7.5 | ELIGIBLE | 40 | 91 | 1016.7 | 46 | 212 | 1308.76
MFAB-70WD/MFAB-70ND | MIDEA | Non Ducted | Single Split System | 7 | 7.5 | ELIGIBLE | 40 | 91 | 1016.7 | 46 | 212 | 1308.76
MFAG80VB-W/MFAG80VB-N | MIDEA | Non Ducted | Single Split System | 7.65 | 8.2 | ELIGIBLE | 42 | 57 | 1017.42 | 49 | 188 | 1344.94
MFAB-80WD/MFAB-80ND | MIDEA | Non Ducted | Single Split System | 7.65 | 8.2 | ELIGIBLE | 42 | 57 | 1017.42 | 49 | 188 | 1344.94
MFEP26VB-W/MFEP26VB-N | MIDEA | Non Ducted | Single Split System | 2.63 | 2.7 | ELIGIBLE | 15 | 129 | 504.6 | 17 | 169 | 601.52
MFEP35VB-W/MFEP35VB-N | MIDEA | Non Ducted | Single Split System | 3.5 | 3.9 | ELIGIBLE | 20 | 115 | 598.7 | 23 | 168 | 734.98
MFEP50VB-W/MFEP50VB-N | MIDEA | Non Ducted | Single Split System | 5.05 | 6 | ELIGIBLE | 34 | 223 | 1053.54 | 39 | 310 | 1278.94
MFEP60VB-W/MFEP60VB-N | MIDEA | Non Ducted | Single Split System | 6 | 6.6 | ELIGIBLE | 36 | 161 | 1017.86 | 42 | 265 | 1287.82
MFEP70VB-W/MFEP70VB-N | MIDEA | Non Ducted | Single Split System | 7.2 | 8.2 | ELIGIBLE | 46 | 135 | 1208.66 | 52 | 259 | 1504.62
MFEP80VB-W/MFEP80VB-N | MIDEA | Non Ducted | Single Split System | 8 | 9 | ELIGIBLE | 48 | 61 | 1157.38 | 55 | 199 | 1494
MFEP90VB-W/MFEP90VB-N | MIDEA | Non Ducted | Single Split System | 9 | 9.8 | ELIGIBLE | 51 | 137 | 1323.56 | 59 | 292 | 1704.74
MFAB-35WD/MFAB-35ND | MIDEA | Non Ducted | Single Split System | 3.5 | 3.9 | ELIGIBLE | 20 | 102 | 581.8 | 23 | 155 | 718.08
MFAB-26WD/MFAB-26ND | MIDEA | Non Ducted | Single Split System | 2.6 | 3.2 | ELIGIBLE | 16 | 110 | 502.36 | 19 | 150 | 621.74
MFAB-50WD/MFAB-50ND | MIDEA | Non Ducted | Single Split System | 5 | 6 | ELIGIBLE | 34 | 186 | 1005.44 | 39 | 272 | 1229.54
MFAB-60WD/MFAB-60ND | MIDEA | Non Ducted | Single Split System | 6 | 6.6 | ELIGIBLE | 36 | 147 | 999.66 | 41 | 251 | 1247.16
MFEF26VA-W/MFEF26VA-N | MIDEA | Non Ducted | Single Split System | 2.53 | 2.91 | ELIGIBLE | 15 | 81 | 442.2 | 17 | 119 | 536.52
MFEF20VA-W/MFEF20VA-N | MIDEA | Non Ducted | Single Split System | 2.15 | 2.45 | ELIGIBLE | 13 | 80 | 395.98 | 15 | 113 | 483.8
MFEZ20VA-W/MFEZ20VA-N | MIDEA | Non Ducted | Single Split System | 2.15 | 2.45 | ELIGIBLE | 13 | 80 | 395.98 | 15 | 113 | 483.8
MFEF35VA-W/MFEF35VA-N | MIDEA | Non Ducted | Single Split System | 3.5 | 4.05 | ELIGIBLE | 20 | 62 | 529.8 | 23 | 115 | 666.08
MFEF50VA-W/MFEF50VA-N | MIDEA | Non Ducted | Single Split System | 5.2 | 5.59 | ELIGIBLE | 30 | 149 | 867.5 | 35 | 238 | 1095.5
MFEF60VA-W/MFEF60VA-N | MIDEA | Non Ducted | Single Split System | 6.1 | 6.55 | INELIGIBLE | 0 | 0 | 0 | 0 | 0 | 0
MFEF80VA-W/MFEF80VA-N | MIDEA | Non Ducted | Single Split System | 7.95 | 8.7 | ELIGIBLE | 45 | 80 | 1114.7 | 52 | 217 | 1450.02
MFEZ80VA-W/MFEZ80VA-N | MIDEA | Non Ducted | Single Split System | 7.95 | 8.7 | ELIGIBLE | 45 | 80 | 1114.7 | 52 | 217 | 1450.02
MFEF70VA-W/MFEF70VA-N | MIDEA | Non Ducted | Single Split System | 7 | 7.7 | ELIGIBLE | 42 | 113 | 1090.22 | 48 | 234 | 1382.28
MFEZ70VA-W/MFEZ70VA-N | MIDEA | Non Ducted | Single Split System | 7 | 7.7 | ELIGIBLE | 42 | 113 | 1090.22 | 48 | 234 | 1382.28
MFEZ26VA-W/MFEZ26VA-N | MIDEA | Non Ducted | Single Split System | 2.6 | 3.25 | ELIGIBLE | 17 | 122 | 540.42 | 19 | 162 | 637.34
MFEZ35VA-W/MFEZ35VA-N | MIDEA | Non Ducted | Single Split System | 3.5 | 3.8 | ELIGIBLE | 20 | 86 | 561 | 23 | 139 | 697.28
MFEZ50VA-W/MFEZ50VA-N | MIDEA | Non Ducted | Single Split System | 5 | 6 | ELIGIBLE | 35 | 226 | 1079.9 | 40 | 312 | 1304
MFEZ60VA-W/MFEZ60VA-N | MIDEA | Non Ducted | Single Split System | 6 | 6.55 | ELIGIBLE | 37 | 165 | 1045.52 | 42 | 268 | 1291.72
UCMI105OC/CASMI105IC | MIDEA | Non Ducted | Single Split System | 10 | 10.5 | ELIGIBLE | 62 | 104 | 1527.72 | 71 | 297 | 1980.76
UCMI125OC/CASMI125IC | MIDEA | Non Ducted | Single Split System | 12.9 | 13.3 | ELIGIBLE | 79 | 253 | 2103.24 | 91 | 502 | 2696.46
UCMI140OC/CASMI140IC | MIDEA | Non Ducted | Single Split System | 14.1 | 14.5 | ELIGIBLE | 84 | 150 | 2081.64 | 97 | 423 | 2728.52
MOUU-200HD1N1-R/ MHU-200HAN1 | Midea | Ducted | Single Split System | 20.5 | 23 | INELIGIBLE | 0 | 0 | 0 | 0 | 0 | 0
MOUU-220HD1N1-R/MHU-220HAN1 | Midea | Ducted | Single Split System | 22 | 24.5 | INELIGIBLE | 0 | 0 | 0 | 0 | 0 | 0
UCMI200OC-3PH/DUCMI200IHC-3PH | Midea | Ducted | Single Split System | 20.5 | 23 | INELIGIBLE | 0 | 0 | 0 | 0 | 0 | 0
UCMI220OC-3PH/DUCMI220IHC-3PH | Midea | Ducted | Single Split System | 22 | 24.5 | INELIGIBLE | 0 | 0 | 0 | 0 | 0 | 0
MTP-12IN | Mistral | Non Ducted | Single Split System | 3.5 | 4.5 | INELIGIBLE | 0 | 0 | 0 | 0 | 0 | 0
MTP-09IN | Mistral | Non Ducted | Single Split System | 2.64 | 4.05 | INELIGIBLE | 0 | 0 | 0 | 0 | 0 | 0
MUFZ-KJ50VE-A1 | Mitsubishi Electric | Non Ducted | Single Split System | 4.995 | 5.8 | INELIGIBLE | 0 | 0 | 0 | 0 | 0 | 0
MFZ-KJ60VE / MUFZ-KJ60VE | MITSUBISHI ELECTRIC | Non Ducted | Single Split System | 6.036 | 6.8 | INELIGIBLE | 0 | 0 | 0 | 0 | 0 | 0
MFZ-KJ60VE / MUFZ-KJ60VEHZ | MITSUBISHI ELECTRIC | Non Ducted | Single Split System | 6.114 | 6.8 | INELIGIBLE | 0 | 0 | 0 | 0 | 0 | 0
MSZ-FH25VE | MITSUBISHI ELECTRIC | Non Ducted | Single Split System | 2.5 | 3.2 | ELIGIBLE | 16 | 97 | 485.46 | 18 | 134 | 578.48
MSZ-FH25VEHZ | MITSUBISHI ELECTRIC | Non Ducted | Single Split System | 2.5 | 3.2 | ELIGIBLE | 16 | 97 | 485.46 | 18 | 134 | 578.48
MSZ-FH35VE-A | MITSUBISHI ELECTRIC | Non Ducted | Single Split System | 3.5 | 4 | INELIGIBLE | 0 | 0 | 0 | 0 | 0 | 0
MSZ-FH50VE-A | MITSUBISHI ELECTRIC | Non Ducted | Single Split System | 5 | 6 | ELIGIBLE | 27 | 96 | 731.22 | 32 | 183 | 956.62
MSZ-FH50VEHZ | MITSUBISHI ELECTRIC | Non Ducted | Single Split System | 5 | 6 | ELIGIBLE | 27 | 96 | 731.22 | 32 | 183 | 956.62
MSZ-GE35VAD2-A | Mitsubishi Electric | Non Ducted | Single Split System | 3.5 | 4 | INELIGIBLE | 0 | 0 | 0 | 0 | 0 | 0
MSZ-GE42VAD2-A | Mitsubishi Electric | Non Ducted | Single Split System | 4.2 | 5 | INELIGIBLE | 0 | 0 | 0 | 0 | 0 | 0
MSZ-GE50VAD2-A | Mitsubishi Electric | Non Ducted | Single Split System | 4.8 | 5.8 | INELIGIBLE | 0 | 0 | 0 | 0 | 0 | 0
MSZ-EF35VE2W | MITSUBISHI ELECTRIC | Non Ducted | Single Split System | 3.5 | 4 | INELIGIBLE | 0 | 0 | 0 | 0 | 0 | 0
MSZ-EF35VE2S | Mitsubishi Electric | Non Ducted | Single Split System | 3.5 | 4 | INELIGIBLE | 0 | 0 | 0 | 0 | 0 | 0
MSZ-EF50VE2W | Mitsubishi Electric | Non Ducted | Single Split System | 5 | 5.8 | INELIGIBLE | 0 | 0 | 0 | 0 | 0 | 0
MSZ-EF50VE2S | Mitsubishi Electric | Non Ducted | Single Split System | 5 | 5.8 | INELIGIBLE | 0 | 0 | 0 | 0 | 0 | 0
MSZ-EF25VE2W | Mitsubishi Electric | Non Ducted | Single Split System | 2.5 | 3.2 | ELIGIBLE | 13 | 74 | 388.18 | 16 | 112 | 504.96
MSZ-EF25VE2B | Mitsubishi Electric | Non Ducted | Single Split System | 2.5 | 3.2 | ELIGIBLE | 13 | 74 | 388.18 | 16 | 112 | 504.96
MSZ-EF42VE2W | Mitsubishi Electric | Non Ducted | Single Split System | 4.2 | 5.4 | INELIGIBLE | 0 | 0 | 0 | 0 | 0 | 0
MSZ-EF42VE2S | Mitsubishi Electric | Non Ducted | Single Split System | 4.2 | 5.4 | INELIGIBLE | 0 | 0 | 0 | 0 | 0 | 0
MFZ-KJ25VE | Mitsubishi Electric | Non Ducted | Single Split System | 2.538 | 3.4 | ELIGIBLE | 14 | 86 | 426.24 | 16 | 124 | 520.56
MSZ-GL25VGD/MUZ-GL25VGD | MITSUBISHI ELECTRIC | Non Ducted | Single Split System | 2.5 | 3.2 | ELIGIBLE | 14 | 108 | 454.84 | 17 | 146 | 571.62
MSZ-GL35VGD/MUZ-GL35VGD | MITSUBISHI ELECTRIC | Non Ducted | Single Split System | 3.5 | 3.7 | INELIGIBLE | 0 | 0 | 0 | 0 | 0 | 0
MSZ-GL42VGD/MUZ-GL42VGD | MITSUBISHI ELECTRIC | Non Ducted | Single Split System | 4.2 | 5.4 | INELIGIBLE | 0 | 0 | 0 | 0 | 0 | 0
MSZ-GL50VGD/MUZ-GL50VGD | MITSUBISHI ELECTRIC | Non Ducted | Single Split System | 4.8 | 5.8 | ELIGIBLE | 28 | 179 | 861.58 | 33 | 262 | 1081.78
MSZ-GL60VGD/MUZ-GL60VGD | MITSUBISHI ELECTRIC | Non Ducted | Single Split System | 6 | 6.8 | ELIGIBLE | 32 | 153 | 917.62 | 37 | 256 | 1163.82
MSZ-GL71VGD/MUZ-GL71VGD | MITSUBISHI ELECTRIC | Non Ducted | Single Split System | 7.1 | 8 | ELIGIBLE | 34 | 109 | 905.34 | 41 | 231 | 1221.16
MSZ-GL80VGD/MUZ-GL80VGD | MITSUBISHI ELECTRIC | Non Ducted | Single Split System | 7.8 | 9 | INELIGIBLE | 0 | 0 | 0 | 0 | 0 | 0
MUZ-AS90VGD/MSZ-AS90VGD | MITSUBISHI ELECTRIC | Non Ducted | Single Split System | 9 | 10.3 | ELIGIBLE | 51 | 8 | 1155.86 | 59 | 163 | 1537.04
MUZ-GS25VFD/MSZ-GS25VFD | MITSUBISHI ELECTRIC | Non Ducted | Single Split System | 2.5 | 3.1 | INELIGIBLE | 0 | 0 | 0 | 0 | 0 | 0
MUZ-GS35VFD/MSZ-GS35VFD | MITSUBISHI ELECTRIC | Non Ducted | Single Split System | 3.5 | 3.7 | INELIGIBLE | 0 | 0 | 0 | 0 | 0 | 0
MUZ-GS50VFD/MSZ-GS50VFD | MITSUBISHI ELECTRIC | Non Ducted | Single Split System | 5 | 5.5 | INELIGIBLE | 0 | 0 | 0 | 0 | 0 | 0
MUZ-GS60VFD/MSZ-GS60VFD | MITSUBISHI ELECTRIC | Non Ducted | Single Split System | 6 | 6.6 | ELIGIBLE | 34 | 114 | 911.84 | 40 | 217 | 1180.5
MUZ-GS71VFD/MSZ-GS71VFD | MITSUBISHI ELECTRIC | Non Ducted | Single Split System | 7.1 | 8 | INELIGIBLE | 0 | 0 | 0 | 0 | 0 | 0
MUZ-GS80VFD/MSZ-GS80VFD | MITSUBISHI ELECTRIC | Non Ducted | Single Split System | 7.8 | 9 | INELIGIBLE | 0 | 0 | 0 | 0 | 0 | 0
PUZ-ZM140VKA-A/PEAD-M140JAA | MITSUBISHI ELECTRIC | Ducted | Single Split System | 14 | 16 | INELIGIBLE | 0 | 0 | 0 | 0 | 0 | 0
PUZ-M100VKA-A/PEAD-M100JAA | MITSUBISHI ELECTRIC | Ducted | Single Split System | 10 | 12.5 | INELIGIBLE | 0 | 0 | 0 | 0 | 0 | 0
PUZ-M125VKA-A/PEAD-M125JAA | MITSUBISHI ELECTRIC | Ducted | Single Split System | 12 | 14 | INELIGIBLE | 0 | 0 | 0 | 0 | 0 | 0
PUZ-M125VKA-A/PEAD-M125JAAD | MITSUBISHI ELECTRIC | Ducted | Single Split System | 12 | 14 | INELIGIBLE | 0 | 0 | 0 | 0 | 0 | 0
PUZ-M125VKA-A/PEAD-M125JAA Series | MITSUBISHI ELECTRIC | Ducted | Single Split System | 12 | 14 | INELIGIBLE | 0 | 0 | 0 | 0 | 0 | 0
PUZ-M140VKA-A/PEAD-M140JAA | MITSUBISHI ELECTRIC | Ducted | Single Split System | 14 | 16 | INELIGIBLE | 0 | 0 | 0 | 0 | 0 | 0
PUZ-M140VKA-A/PEAD-M140JAAD | MITSUBISHI ELECTRIC | Ducted | Single Split System | 14 | 16 | INELIGIBLE | 0 | 0 | 0 | 0 | 0 | 0
PUZ-M140VKA-A/PEAD-M140JAA Series | MITSUBISHI ELECTRIC | Ducted | Single Split System | 14 | 16 | INELIGIBLE | 0 | 0 | 0 | 0 | 0 | 0
PUZ-ZM140VKA-A/PEA-M140GAA | MITSUBISHI ELECTRIC | Ducted | Single Split System | 14 | 16 | INELIGIBLE | 0 | 0 | 0 | 0 | 0 | 0
PUZ-ZM140VKA-A/PEA-M140HAA | MITSUBISHI ELECTRIC | Ducted | Single Split System | 14 | 16 | INELIGIBLE | 0 | 0 | 0 | 0 | 0 | 0
PUZ-M100VKA-A/PEA-M100GAA | MITSUBISHI ELECTRIC | Ducted | Single Split System | 10 | 12.5 | INELIGIBLE | 0 | 0 | 0 | 0 | 0 | 0
PUZ-M125VKA-A/PEA-M125GAA | MITSUBISHI ELECTRIC | Ducted | Single Split System | 12 | 14 | INELIGIBLE | 0 | 0 | 0 | 0 | 0 | 0
PUZ-M140VKA-A/PEA-M140GAA | MITSUBISHI ELECTRIC | Ducted | Single Split System | 14 | 16 | INELIGIBLE | 0 | 0 | 0 | 0 | 0 | 0
SUZ-M25VAD-A/SLZ-M25FA-A | MITSUBISHI ELECTRIC | Non Ducted | Single Split System | 2.5 | 3 | INELIGIBLE | 0 | 0 | 0 | 0 | 0 | 0
SUZ-M60VAD-A/SLZ-M60FA-A | MITSUBISHI ELECTRIC | Non Ducted | Single Split System | 5.6 | 6 | INELIGIBLE | 0 | 0 | 0 | 0 | 0 | 0
SUZ-M25VAD-A/SEZ-M25DA | MITSUBISHI ELECTRIC | Ducted | Single Split System | 2.5 | 3 | INELIGIBLE | 0 | 0 | 0 | 0 | 0 | 0
SUZ-M25VAD-A/SEZ-M25DAL | MITSUBISHI ELECTRIC | Ducted | Single Split System | 2.5 | 3 | INELIGIBLE | 0 | 0 | 0 | 0 | 0 | 0
SUZ-M25VAD-A/SEZ-M25DA Series | MITSUBISHI ELECTRIC | Ducted | Single Split System | 2.5 | 3 | INELIGIBLE | 0 | 0 | 0 | 0 | 0 | 0
SUZ-M35VAD-A/SEZ-M35DAL | MITSUBISHI ELECTRIC | Ducted | Single Split System | 3.5 | 4 | ELIGIBLE | 22 | 66 | 579.92 | 26 | 134 | 758.16
SUZ-M35VAD-A/SEZ-M35DA | MITSUBISHI ELECTRIC | Ducted | Single Split System | 3.5 | 4 | ELIGIBLE | 22 | 66 | 579.92 | 26 | 134 | 758.16
SUZ-M35VAD-A/SEZ-M35DA Series | MITSUBISHI ELECTRIC | Ducted | Single Split System | 3.5 | 4 | ELIGIBLE | 22 | 66 | 579.92 | 26 | 134 | 758.16
SUZ-M50VAD-A/SEZ-M50DA | MITSUBISHI ELECTRIC | Ducted | Single Split System | 5 | 6 | ELIGIBLE | 31 | 119 | 850.96 | 37 | 216 | 1111.82
SUZ-M50VAD-A/SEZ-M50DAL | MITSUBISHI ELECTRIC | Ducted | Single Split System | 5 | 6 | ELIGIBLE | 31 | 119 | 850.96 | 37 | 216 | 1111.82
SUZ-M50VAD-A/SEZ-M50DA Series | MITSUBISHI ELECTRIC | Ducted | Single Split System | 5 | 6 | ELIGIBLE | 31 | 119 | 850.96 | 37 | 216 | 1111.82
SUZ-M60VAD-A/SEZ-M60DAL | MITSUBISHI ELECTRIC | Ducted | Single Split System | 6 | 7 | INELIGIBLE | 0 | 0 | 0 | 0 | 0 | 0
SUZ-M60VAD-A/SEZ-M60DA | MITSUBISHI ELECTRIC | Ducted | Single Split System | 6 | 7 | INELIGIBLE | 0 | 0 | 0 | 0 | 0 | 0
SUZ-M71VAD-A/SEZ-M71DA | MITSUBISHI ELECTRIC | Ducted | Single Split System | 7.1 | 8 | ELIGIBLE | 42 | 84 | 1052.52 | 49 | 221 | 1387.84
SUZ-M71VAD-A/SEZ-M71DAL | MITSUBISHI ELECTRIC | Ducted | Single Split System | 7.1 | 8 | ELIGIBLE | 42 | 84 | 1052.52 | 49 | 221 | 1387.84
PUZ-M100VKA-A/PEAD-M100JAAD | MITSUBISHI ELECTRIC | Ducted | Single Split System | 10 | 12.5 | INELIGIBLE | 0 | 0 | 0 | 0 | 0 | 0
PUZ-M100VKA-A/PEAD-M100JAA Series | MITSUBISHI ELECTRIC | Ducted | Single Split System | 10 | 12.5 | INELIGIBLE | 0 | 0 | 0 | 0 | 0 | 0
SUZ-M60VAD-A/SEZ-M60DA Series | MITSUBISHI ELECTRIC | Ducted | Single Split System | 6 | 7 | INELIGIBLE | 0 | 0 | 0 | 0 | 0 | 0
MUZ-AP71VGD2/MSZ-AP71VGKD2 | MITSUBISHI ELECTRIC | Non Ducted | Single Split System | 7.1 | 8 | ELIGIBLE | 42 | 109 | 1085.02 | 49 | 231 | 1400.84
MUZ-AP71VGD2/MSZ-AP71VGD2 | MITSUBISHI ELECTRIC | Non Ducted | Single Split System | 7.1 | 8 | ELIGIBLE | 42 | 109 | 1085.02 | 49 | 231 | 1400.84
MUZ-AP71VG2/MSZ-AP71VGKD2 | MITSUBISHI ELECTRIC | Non Ducted | Single Split System | 7.1 | 8 | ELIGIBLE | 42 | 109 | 1085.02 | 49 | 231 | 1400.84
MUZ-AP71VG2/MSZ-AP71VGD2 | MITSUBISHI ELECTRIC | Non Ducted | Single Split System | 7.1 | 8 | ELIGIBLE | 42 | 109 | 1085.02 | 49 | 231 | 1400.84
MUZ-AP71VG2/MSZ-AP71VGD | MITSUBISHI ELECTRIC | Non Ducted | Single Split System | 7.1 | 8 | ELIGIBLE | 42 | 109 | 1085.02 | 49 | 231 | 1400.84
MUZ-AP71VG2/MSZ-AP71VGKD | MITSUBISHI ELECTRIC | Non Ducted | Single Split System | 7.1 | 8 | ELIGIBLE | 42 | 109 | 1085.02 | 49 | 231 | 1400.84
MUZ-AP71VGD2/MSZ-AP71VGD | MITSUBISHI ELECTRIC | Non Ducted | Single Split System | 7.1 | 8 | ELIGIBLE | 42 | 109 | 1085.02 | 49 | 231 | 1400.84
MUZ-AP71VGD2/MSZ-AP71VGKD | MITSUBISHI ELECTRIC | Non Ducted | Single Split System | 7.1 | 8 | ELIGIBLE | 42 | 109 | 1085.02 | 49 | 231 | 1400.84
MUZ-AP71VG2/MSZ-AP71VG2 Series | MITSUBISHI ELECTRIC | Non Ducted | Single Split System | 7.1 | 8 | ELIGIBLE | 42 | 109 | 1085.02 | 49 | 231 | 1400.84
MUZ-AP80VG2/MSZ-AP80VGD | MITSUBISHI ELECTRIC | Non Ducted | Single Split System | 7.8 | 9 | ELIGIBLE | 45 | 34 | 1054.9 | 52 | 169 | 1387.62
MUZ-AP80VG2/MSZ-AP80VGKD | MITSUBISHI ELECTRIC | Non Ducted | Single Split System | 7.8 | 9 | ELIGIBLE | 45 | 34 | 1054.9 | 52 | 169 | 1387.62
MUZ-AP80VGD2/MSZ-AP80VGD | MITSUBISHI ELECTRIC | Non Ducted | Single Split System | 7.8 | 9 | ELIGIBLE | 45 | 34 | 1054.9 | 52 | 169 | 1387.62
MUZ-AP80VGD2/MSZ-AP80VGKD | MITSUBISHI ELECTRIC | Non Ducted | Single Split System | 7.8 | 9 | ELIGIBLE | 45 | 34 | 1054.9 | 52 | 169 | 1387.62
MUZ-AP80VG2/MSZ-AP80VGD2 | MITSUBISHI ELECTRIC | Non Ducted | Single Split System | 7.8 | 9 | ELIGIBLE | 45 | 34 | 1054.9 | 52 | 169 | 1387.62
MUZ-AP80VG2/MSZ-AP80VGKD2 | MITSUBISHI ELECTRIC | Non Ducted | Single Split System | 7.8 | 9 | ELIGIBLE | 45 | 34 | 1054.9 | 52 | 169 | 1387.62
MUZ-AP80VGD2/MSZ-AP80VGD2 | MITSUBISHI ELECTRIC | Non Ducted | Single Split System | 7.8 | 9 | ELIGIBLE | 45 | 34 | 1054.9 | 52 | 169 | 1387.62
MUZ-AP80VGD2/MSZ-AP80VGKD2 | MITSUBISHI ELECTRIC | Non Ducted | Single Split System | 7.8 | 9 | ELIGIBLE | 45 | 34 | 1054.9 | 52 | 169 | 1387.62
MUZ-AP80VG2/MSZ-AP80VG2 Series | MITSUBISHI ELECTRIC | Non Ducted | Single Split System | 7.8 | 9 | ELIGIBLE | 45 | 34 | 1054.9 | 52 | 169 | 1387.62
PUZ-ZM250YKA-A / PEA-M250LAA | MITSUBISHI ELECTRIC | Ducted | Single Split System | 24.5 | 28 | INELIGIBLE | 0 | 0 | 0 | 0 | 0 | 0
PUZ-ZM200YKA-A / PEA-M200LAA | MITSUBISHI ELECTRIC | Ducted | Single Split System | 20 | 22.4 | ELIGIBLE | 114 | 28 | 2596.84 | 134 | 416 | 3550.44
MUZ-LN50VG3/MSZ-LN50VG3R | MITSUBISHI ELECTRIC | Non Ducted | Single Split System | 5 | 6 | ELIGIBLE | 32 | 96 | 843.52 | 37 | 183 | 1068.92
MUZ-LN50VG3/MSZ-LN50VG3B | MITSUBISHI ELECTRIC | Non Ducted | Single Split System | 5 | 6 | ELIGIBLE | 32 | 96 | 843.52 | 37 | 183 | 1068.92
MUZ-LN50VG3/MSZ-LN50VG3V | MITSUBISHI ELECTRIC | Non Ducted | Single Split System | 5 | 6 | ELIGIBLE | 32 | 96 | 843.52 | 37 | 183 | 1068.92
MUZ-LN60VG2/MSZ-LN60VG3R | MITSUBISHI ELECTRIC | Non Ducted | Single Split System | 6.1 | 6.8 | ELIGIBLE | 36 | 92 | 928.16 | 41 | 197 | 1176.96
MUZ-LN60VG2/MSZ-LN60VG3B | MITSUBISHI ELECTRIC | Non Ducted | Single Split System | 6.1 | 6.8 | ELIGIBLE | 36 | 92 | 928.16 | 41 | 197 | 1176.96
MUZ-LN60VG2/MSZ-LN60VG3V | MITSUBISHI ELECTRIC | Non Ducted | Single Split System | 6.1 | 6.8 | ELIGIBLE | 36 | 92 | 928.16 | 41 | 197 | 1176.96
MUZ-LN60VG2/MSZ-LN60VG3 Series | MITSUBISHI ELECTRIC | Non Ducted | Single Split System | 6.1 | 6.8 | ELIGIBLE | 36 | 92 | 928.16 | 41 | 197 | 1176.96
MUZ-LN50VG3/MSZ-LN50VG3 Series | MITSUBISHI ELECTRIC | Non Ducted | Single Split System | 5 | 6 | ELIGIBLE | 32 | 96 | 843.52 | 37 | 183 | 1068.92
PUZ-ZM160VKA-A / PEA-M160HAA | MITSUBISHI ELECTRIC | Ducted | Single Split System | 16 | 18 | ELIGIBLE | 98 | 118 | 2354.48 | 114 | 428 | 3116.84
PUZ-ZM160YKA-A / PEA-M160HAA | MITSUBISHI ELECTRIC | Ducted | Single Split System | 16 | 18 | ELIGIBLE | 97 | 118 | 2332.02 | 113 | 428 | 3094.38
PUZ-ZM180VKA-A / PEA-M180LAA | MITSUBISHI ELECTRIC | Ducted | Single Split System | 18 | 20 | ELIGIBLE | 106 | 160 | 2588.76 | 124 | 509 | 3446.74
PUZ-ZM180YKA-A / PEA-M180LAA | MITSUBISHI ELECTRIC | Ducted | Single Split System | 18 | 20 | ELIGIBLE | 106 | 160 | 2588.76 | 124 | 509 | 3446.74
PUZ-ZM71VHA-A/PEAD-M71JAA | MITSUBISHI ELECTRIC | Ducted | Single Split System | 7.1 | 8 | ELIGIBLE | 45 | 246 | 1330.5 | 52 | 384 | 1667.12
PUZ-ZM71VHA-A/PEAD-M71JAAD | MITSUBISHI ELECTRIC | Ducted | Single Split System | 7.1 | 8 | ELIGIBLE | 45 | 246 | 1330.5 | 52 | 384 | 1667.12
PUZ-ZM71VHA2-A/PEAD-M71JAA | MITSUBISHI ELECTRIC | Ducted | Single Split System | 7.1 | 8 | ELIGIBLE | 45 | 246 | 1330.5 | 52 | 384 | 1667.12
PUZ-ZM71VHA2-A/PEAD-M71JAAD | MITSUBISHI ELECTRIC | Ducted | Single Split System | 7.1 | 8 | ELIGIBLE | 45 | 246 | 1330.5 | 52 | 384 | 1667.12
PUZ-ZM71VHA*-A/PEAD-M71JAA* | MITSUBISHI ELECTRIC | Ducted | Single Split System | 7.1 | 8 | ELIGIBLE | 45 | 246 | 1330.5 | 52 | 384 | 1667.12
PUZ-ZM71VHA*-A/PLA-M71EA*-A Series | MITSUBISHI ELECTRIC | Non Ducted | Single Split System | 7.1 | 8 | INELIGIBLE | 0 | 0 | 0 | 0 | 0 | 0
PUZ-ZM71VHA-A/PLA-M71EA-A | MITSUBISHI ELECTRIC | Non Ducted | Single Split System | 7.1 | 8 | INELIGIBLE | 0 | 0 | 0 | 0 | 0 | 0
PUZ-ZM71VHA2-A/PLA-M71EA2-A | MITSUBISHI ELECTRIC | Non Ducted | Single Split System | 7.1 | 8 | INELIGIBLE | 0 | 0 | 0 | 0 | 0 | 0
PUZ-ZM71VHA-A/PLA-M71EA2-A | MITSUBISHI ELECTRIC | Non Ducted | Single Split System | 7.1 | 8 | INELIGIBLE | 0 | 0 | 0 | 0 | 0 | 0
PUZ-ZM71VHA2-A/PLA-M71EA-A | MITSUBISHI ELECTRIC | Non Ducted | Single Split System | 7.1 | 8 | INELIGIBLE | 0 | 0 | 0 | 0 | 0 | 0
PUZ-ZM100YKA3-A / PEAD-M100JAA | MITSUBISHI ELECTRIC | Ducted | Single Split System | 10 | 11.2 | INELIGIBLE | 0 | 0 | 0 | 0 | 0 | 0
PUZ-ZM100YKA3-A/PLA-M100EA2-A | MITSUBISHI ELECTRIC | Non Ducted | Single Split System | 10 | 11.2 | ELIGIBLE | 59 | 446 | 1904.94 | 69 | 639 | 2380.44
PUZ-ZM100YKA3-A/PLA-M100EA-A | MITSUBISHI ELECTRIC | Non Ducted | Single Split System | 10 | 11.2 | ELIGIBLE | 59 | 446 | 1904.94 | 69 | 639 | 2380.44
PUZ-ZM100YKA2-A/PLA-M100EA2-A | MITSUBISHI ELECTRIC | Non Ducted | Single Split System | 10 | 11.2 | ELIGIBLE | 59 | 446 | 1904.94 | 69 | 639 | 2380.44
PUZ-ZM100YKA2-A/PLA-M100EA-A | MITSUBISHI ELECTRIC | Non Ducted | Single Split System | 10 | 11.2 | ELIGIBLE | 59 | 446 | 1904.94 | 69 | 639 | 2380.44
PUZ-ZM100YKA3-A/PLA-M100EA2-A Series | MITSUBISHI ELECTRIC | Non Ducted | Single Split System | 10 | 11.2 | ELIGIBLE | 59 | 446 | 1904.94 | 69 | 639 | 2380.44
PUZ-ZM100YKA3-A / PEAD-M100JAAD | MITSUBISHI ELECTRIC | Ducted | Single Split System | 10 | 11.2 | INELIGIBLE | 0 | 0 | 0 | 0 | 0 | 0
PUZ-ZM100YKA2-A / PEAD-M100JAA | MITSUBISHI ELECTRIC | Ducted | Single Split System | 10 | 11.2 | INELIGIBLE | 0 | 0 | 0 | 0 | 0 | 0
PUZ-ZM100YKA2-A / PEAD-M100JAAD | MITSUBISHI ELECTRIC | Ducted | Single Split System | 10 | 11.2 | INELIGIBLE | 0 | 0 | 0 | 0 | 0 | 0
PUZ-ZM100YKA3-A / PEAD-M100JAA(D) Series | MITSUBISHI ELECTRIC | Ducted | Single Split System | 10 | 11.2 | INELIGIBLE | 0 | 0 | 0 | 0 | 0 | 0
PUZ-ZM125VKA-A/PLA-M125EA-A | MITSUBISHI ELECTRIC | Non Ducted | Single Split System | 12.5 | 14 | ELIGIBLE | 73 | 270 | 1990.58 | 86 | 512 | 2597.16
PUZ-ZM125VKA-A/PLA-M125EA-A Series | MITSUBISHI ELECTRIC | Non Ducted | Single Split System | 12.5 | 14 | ELIGIBLE | 73 | 270 | 1990.58 | 86 | 512 | 2597.16
PUZ-ZM125VKA-A/PLA-M125EA2-A | MITSUBISHI ELECTRIC | Non Ducted | Single Split System | 12.5 | 14 | ELIGIBLE | 73 | 270 | 1990.58 | 86 | 512 | 2597.16
PUZ-ZM125VKA2-A/PLA-M125EA-A | MITSUBISHI ELECTRIC | Non Ducted | Single Split System | 12.5 | 14 | ELIGIBLE | 73 | 270 | 1990.58 | 86 | 512 | 2597.16
PUZ-ZM125VKA2-A/PLA-M125EA2-A | MITSUBISHI ELECTRIC | Non Ducted | Single Split System | 12.5 | 14 | ELIGIBLE | 73 | 270 | 1990.58 | 86 | 512 | 2597.16
PUZ-ZM100VKA-A/PLA-M100EA-A | MITSUBISHI ELECTRIC | Non Ducted | Single Split System | 10 | 11.2 | ELIGIBLE | 60 | 446 | 1927.4 | 70 | 639 | 2402.9
PUZ-ZM100VKA-A/PLA-M100EA2-A | MITSUBISHI ELECTRIC | Non Ducted | Single Split System | 10 | 11.2 | ELIGIBLE | 60 | 446 | 1927.4 | 70 | 639 | 2402.9
PUZ-ZM100VKA2-A/PLA-M100EA-A | MITSUBISHI ELECTRIC | Non Ducted | Single Split System | 10 | 11.2 | ELIGIBLE | 60 | 446 | 1927.4 | 70 | 639 | 2402.9
PUZ-ZM100VKA2-A/PLA-M100EA2-A | MITSUBISHI ELECTRIC | Non Ducted | Single Split System | 10 | 11.2 | ELIGIBLE | 60 | 446 | 1927.4 | 70 | 639 | 2402.9
PUZ-ZM100VKA*-A/PLA-M100EA*-A | MITSUBISHI ELECTRIC | Non Ducted | Single Split System | 10 | 11.2 | ELIGIBLE | 60 | 446 | 1927.4 | 70 | 639 | 2402.9
PUZ-ZM125YKA-A/PEAD-M125JAAD | MITSUBISHI ELECTRIC | Ducted | Single Split System | 12.5 | 14 | INELIGIBLE | 0 | 0 | 0 | 0 | 0 | 0
PUZ-ZM125YKA-A/PEAD-M125JAA | MITSUBISHI ELECTRIC | Ducted | Single Split System | 12.5 | 14 | INELIGIBLE | 0 | 0 | 0 | 0 | 0 | 0
PUZ-ZM125YKA2-A/PEAD-M125JAAD | MITSUBISHI ELECTRIC | Ducted | Single Split System | 12.5 | 14 | INELIGIBLE | 0 | 0 | 0 | 0 | 0 | 0
PUZ-ZM125YKA2-A/PEAD-M125JAA | MITSUBISHI ELECTRIC | Ducted | Single Split System | 12.5 | 14 | INELIGIBLE | 0 | 0 | 0 | 0 | 0 | 0
PLA-M125EA-A/PUZ-ZM125YKA-A | MITSUBISHI ELECTRIC | Non Ducted | Single Split System | 12.5 | 14 | INELIGIBLE | 0 | 0 | 0 | 0 | 0 | 0
PLA-M125EA2-A/PUZ-ZM125YKA-A | MITSUBISHI ELECTRIC | Non Ducted | Single Split System | 12.5 | 14 | INELIGIBLE | 0 | 0 | 0 | 0 | 0 | 0
PLA-M125EA-A/PUZ-ZM125YKA2-A | MITSUBISHI ELECTRIC | Non Ducted | Single Split System | 12.5 | 14 | INELIGIBLE | 0 | 0 | 0 | 0 | 0 | 0
PLA-M125EA2-A/PUZ-ZM125YKA2-A | MITSUBISHI ELECTRIC | Non Ducted | Single Split System | 12.5 | 14 | INELIGIBLE | 0 | 0 | 0 | 0 | 0 | 0
PLA-M125EA*-A/PUZ-ZM125YKA*-A Series | MITSUBISHI ELECTRIC | Non Ducted | Single Split System | 12.5 | 14 | INELIGIBLE | 0 | 0 | 0 | 0 | 0 | 0
PEAD-M140JAAD/PUZ-ZM140YKA-A | MITSUBISHI ELECTRIC | Ducted | Single Split System | 14 | 16 | INELIGIBLE | 0 | 0 | 0 | 0 | 0 | 0
PEAD-M140JAAD/PUZ-ZM140YKA2-A | MITSUBISHI ELECTRIC | Ducted | Single Split System | 14 | 16 | INELIGIBLE | 0 | 0 | 0 | 0 | 0 | 0
PEAD-M140JAA/PUZ-ZM140YKA-A | MITSUBISHI ELECTRIC | Ducted | Single Split System | 14 | 16 | INELIGIBLE | 0 | 0 | 0 | 0 | 0 | 0
PEAD-M140JAA/PUZ-ZM140YKA2-A | MITSUBISHI ELECTRIC | Ducted | Single Split System | 14 | 16 | INELIGIBLE | 0 | 0 | 0 | 0 | 0 | 0
PEAD-M140JAA(D)/PUZ-ZM140YKA*-A | MITSUBISHI ELECTRIC | Ducted | Single Split System | 14 | 16 | INELIGIBLE | 0 | 0 | 0 | 0 | 0 | 0
PUZ-ZM140YKA-A/PLA-M140EA-A | MITSUBISHI ELECTRIC | Non Ducted | Single Split System | 13.5 | 16 | ELIGIBLE | 78 | 238 | 2061.28 | 92 | 499 | 2715.02
PUZ-ZM140YKA-A/PLA-M140EA2-A | MITSUBISHI ELECTRIC | Non Ducted | Single Split System | 13.5 | 16 | ELIGIBLE | 78 | 238 | 2061.28 | 92 | 499 | 2715.02
PUZ-ZM140YKA2-A/PLA-M140EA-A | MITSUBISHI ELECTRIC | Non Ducted | Single Split System | 13.5 | 16 | ELIGIBLE | 78 | 238 | 2061.28 | 92 | 499 | 2715.02
PUZ-ZM140YKA2-A/PLA-M140EA2-A | MITSUBISHI ELECTRIC | Non Ducted | Single Split System | 13.5 | 16 | ELIGIBLE | 78 | 238 | 2061.28 | 92 | 499 | 2715.02
PUZ-ZM140YKA*-A/PLA-M140EA*-A Series | MITSUBISHI ELECTRIC | Non Ducted | Single Split System | 13.5 | 16 | ELIGIBLE | 78 | 238 | 2061.28 | 92 | 499 | 2715.02
PUZ-ZM125YKA-A/PEAD-M125JAA Series | MITSUBISHI ELECTRIC | Ducted | Single Split System | 12.5 | 14 | INELIGIBLE | 0 | 0 | 0 | 0 | 0 | 0
PUZ-ZM140VKA-A/PLA-M140EA-A Series | MITSUBISHI ELECTRIC | Non Ducted | Single Split System | 13.5 | 16 | ELIGIBLE | 79 | 238 | 2083.74 | 93 | 499 | 2737.48
PUZ-ZM140VKA-A/PLA-M140EA-A | MITSUBISHI ELECTRIC | Non Ducted | Single Split System | 13.5 | 16 | ELIGIBLE | 79 | 238 | 2083.74 | 93 | 499 | 2737.48
PUZ-ZM140VKA-A/PLA-M140EA2-A | MITSUBISHI ELECTRIC | Non Ducted | Single Split System | 13.5 | 16 | ELIGIBLE | 79 | 238 | 2083.74 | 93 | 499 | 2737.48
PUZ-ZM140VKA2-A/PLA-M140EA-A | MITSUBISHI ELECTRIC | Non Ducted | Single Split System | 13.5 | 16 | ELIGIBLE | 79 | 238 | 2083.74 | 93 | 499 | 2737.48
PUZ-ZM140VKA2-A/PLA-M140EA2-A | MITSUBISHI ELECTRIC | Non Ducted | Single Split System | 13.5 | 16 | ELIGIBLE | 79 | 238 | 2083.74 | 93 | 499 | 2737.48
SUZ-M71VAD-A/PLA-M71EA2-A | MITSUBISHI ELECTRIC | Non Ducted | Single Split System | 7.1 | 8 | ELIGIBLE | 41 | 187 | 1163.96 | 48 | 310 | 1481.08
SUZ-M71VAD-A/PLA-M71EA-A Series | MITSUBISHI ELECTRIC | Non Ducted | Single Split System | 7.1 | 8 | ELIGIBLE | 41 | 187 | 1163.96 | 48 | 310 | 1481.08
SUZ-M71VAD-A/PLA-M71EA-A | MITSUBISHI ELECTRIC | Non Ducted | Single Split System | 7.1 | 8 | ELIGIBLE | 41 | 187 | 1163.96 | 48 | 310 | 1481.08
SUZ-M60VAD-A/PCA-M60KA | MITSUBISHI ELECTRIC | Non Ducted | Single Split System | 6 | 7 | ELIGIBLE | 36 | 147 | 999.66 | 41 | 251 | 1247.16
SUZ-M60VAD-A/PCA-M60KA2 | MITSUBISHI ELECTRIC | Non Ducted | Single Split System | 6 | 7 | ELIGIBLE | 36 | 147 | 999.66 | 41 | 251 | 1247.16
SUZ-M60VAD-A/PCA-M60KA Series | MITSUBISHI ELECTRIC | Non Ducted | Single Split System | 6 | 7 | ELIGIBLE | 36 | 147 | 999.66 | 41 | 251 | 1247.16
SUZ-M50VAD-A/PCA-M50KA | MITSUBISHI ELECTRIC | Non Ducted | Single Split System | 5 | 6 | INELIGIBLE | 0 | 0 | 0 | 0 | 0 | 0
SUZ-M50VAD-A/PCA-M50KA2 | MITSUBISHI ELECTRIC | Non Ducted | Single Split System | 5 | 6 | INELIGIBLE | 0 | 0 | 0 | 0 | 0 | 0
SUZ-M50VAD-A/PCA-M50KA Series | MITSUBISHI ELECTRIC | Non Ducted | Single Split System | 5 | 6 | INELIGIBLE | 0 | 0 | 0 | 0 | 0 | 0
SUZ-M71VAD-A/PCA-M71KA | MITSUBISHI ELECTRIC | Non Ducted | Single Split System | 7.1 | 8 | INELIGIBLE | 0 | 0 | 0 | 0 | 0 | 0
SUZ-M71VAD-A/PCA-M71KA2 | MITSUBISHI ELECTRIC | Non Ducted | Single Split System | 7.1 | 8 | INELIGIBLE | 0 | 0 | 0 | 0 | 0 | 0
SUZ-M71VAD-A/PCA-M71KA Series | MITSUBISHI ELECTRIC | Non Ducted | Single Split System | 7.1 | 8 | INELIGIBLE | 0 | 0 | 0 | 0 | 0 | 0
SUZ-M25VAD-A/MLZ-KP25VF | MITSUBISHI ELECTRIC | Non Ducted | Single Split System | 2.5 | 3.2 | INELIGIBLE | 0 | 0 | 0 | 0 | 0 | 0
SUZ-M25VAD-A/MLZ-KP25VG | MITSUBISHI ELECTRIC | Non Ducted | Single Split System | 2.5 | 3.2 | INELIGIBLE | 0 | 0 | 0 | 0 | 0 | 0
SUZ-M25VAD-A/MLZ-KP25V Series | MITSUBISHI ELECTRIC | Non Ducted | Single Split System | 2.5 | 3.2 | INELIGIBLE | 0 | 0 | 0 | 0 | 0 | 0
MUZ-AP25VG2/MSZ-AP25VGD2 | MITSUBISHI ELECTRIC | Non Ducted | Single Split System | 2.5 | 3.2 | ELIGIBLE | 17 | 102 | 514.42 | 19 | 140 | 608.74
MUZ-AP25VGD2/MSZ-AP25VGKD2 | MITSUBISHI ELECTRIC | Non Ducted | Single Split System | 2.5 | 3.2 | ELIGIBLE | 17 | 102 | 514.42 | 19 | 140 | 608.74
MUZ-AP25VGD2/MSZ-AP25VGD2 | MITSUBISHI ELECTRIC | Non Ducted | Single Split System | 2.5 | 3.2 | ELIGIBLE | 17 | 102 | 514.42 | 19 | 140 | 608.74
MUZ-AP25VG2/MSZ-AP25VGKD2 | MITSUBISHI ELECTRIC | Non Ducted | Single Split System | 2.5 | 3.2 | ELIGIBLE | 17 | 102 | 514.42 | 19 | 140 | 608.74
MUZ-AP25VG2/MSZ-AP25VG2 Series | MITSUBISHI ELECTRIC | Non Ducted | Single Split System | 2.5 | 3.2 | ELIGIBLE | 17 | 102 | 514.42 | 19 | 140 | 608.74
MUZ-AP25VG2/MSZ-AP25VGD | MITSUBISHI ELECTRIC | Non Ducted | Single Split System | 2.5 | 3.2 | ELIGIBLE | 17 | 102 | 514.42 | 19 | 140 | 608.74
MUZ-AP25VGD2/MSZ-AP25VGD | MITSUBISHI ELECTRIC | Non Ducted | Single Split System | 2.5 | 3.2 | ELIGIBLE | 17 | 102 | 514.42 | 19 | 140 | 608.74
MUZ-AP42VG/MSZ-AP42VG Series | MITSUBISHI ELECTRIC | Non Ducted | Single Split System | 4.2 | 5.4 | ELIGIBLE | 28 | 64 | 712.08 | 32 | 136 | 895.52
MUZ-AP42VG/MSZ-AP42VGD | MITSUBISHI ELECTRIC | Non Ducted | Single Split System | 4.2 | 5.4 | ELIGIBLE | 28 | 64 | 712.08 | 32 | 136 | 895.52
MUZ-AP42VG/MSZ-AP42VGKD | MITSUBISHI ELECTRIC | Non Ducted | Single Split System | 4.2 | 5.4 | ELIGIBLE | 28 | 64 | 712.08 | 32 | 136 | 895.52
MUZ-AP42VGD/MSZ-AP42VGD | MITSUBISHI ELECTRIC | Non Ducted | Single Split System | 4.2 | 5.4 | ELIGIBLE | 28 | 64 | 712.08 | 32 | 136 | 895.52
MUZ-AP42VGD/MSZ-AP42VGKD | MITSUBISHI ELECTRIC | Non Ducted | Single Split System | 4.2 | 5.4 | ELIGIBLE | 28 | 64 | 712.08 | 32 | 136 | 895.52
MUZ-AP42VG/MSZ-AP42VGD2 | MITSUBISHI ELECTRIC | Non Ducted | Single Split System | 4.2 | 5.4 | ELIGIBLE | 28 | 64 | 712.08 | 32 | 136 | 895.52
MUZ-AP42VGD/MSZ-AP42VGD2 | MITSUBISHI ELECTRIC | Non Ducted | Single Split System | 4.2 | 5.4 | ELIGIBLE | 28 | 64 | 712.08 | 32 | 136 | 895.52
MUZ-AP50VG/MSZ-AP50VG Series | MITSUBISHI ELECTRIC | Non Ducted | Single Split System | 5 | 6 | ELIGIBLE | 33 | 130 | 910.18 | 38 | 216 | 1134.28
MUZ-AP50VGD/MSZ-AP50VGKD | MITSUBISHI ELECTRIC | Non Ducted | Single Split System | 5 | 6 | ELIGIBLE | 33 | 130 | 910.18 | 38 | 216 | 1134.28
MUZ-AP50VGD/MSZ-AP50VGD | MITSUBISHI ELECTRIC | Non Ducted | Single Split System | 5 | 6 | ELIGIBLE | 33 | 130 | 910.18 | 38 | 216 | 1134.28
MUZ-AP50VG/MSZ-AP50VGKD | MITSUBISHI ELECTRIC | Non Ducted | Single Split System | 5 | 6 | ELIGIBLE | 33 | 130 | 910.18 | 38 | 216 | 1134.28
MUZ-AP50VG/MSZ-AP50VGD | MITSUBISHI ELECTRIC | Non Ducted | Single Split System | 5 | 6 | ELIGIBLE | 33 | 130 | 910.18 | 38 | 216 | 1134.28
MUZ-AP50VGD/MSZ-AP50VGD2 | MITSUBISHI ELECTRIC | Non Ducted | Single Split System | 5 | 6 | ELIGIBLE | 33 | 130 | 910.18 | 38 | 216 | 1134.28
MUZ-AP50VG/MSZ-AP50VGD2 | MITSUBISHI ELECTRIC | Non Ducted | Single Split System | 5 | 6 | ELIGIBLE | 33 | 130 | 910.18 | 38 | 216 | 1134.28
MUZ-AP50VG2/MSZ-AP50VG2 Series | MITSUBISHI ELECTRIC | Non Ducted | Single Split System | 5 | 6 | ELIGIBLE | 33 | 130 | 910.18 | 38 | 216 | 1134.28
MUZ-AP50VGD2/MSZ-AP50VGKD2 | MITSUBISHI ELECTRIC | Non Ducted | Single Split System | 5 | 6 | ELIGIBLE | 33 | 130 | 910.18 | 38 | 216 | 1134.28
MUZ-AP50VGD2/MSZ-AP50VGD2 | MITSUBISHI ELECTRIC | Non Ducted | Single Split System | 5 | 6 | ELIGIBLE | 33 | 130 | 910.18 | 38 | 216 | 1134.28
MUZ-AP50VG2/MSZ-AP50VGKD2 | MITSUBISHI ELECTRIC | Non Ducted | Single Split System | 5 | 6 | ELIGIBLE | 33 | 130 | 910.18 | 38 | 216 | 1134.28
MUZ-AP50VG2/MSZ-AP50VGD2 | MITSUBISHI ELECTRIC | Non Ducted | Single Split System | 5 | 6 | ELIGIBLE | 33 | 130 | 910.18 | 38 | 216 | 1134.28
MUZ-AP50VGD2/MSZ-AP50VGD | MITSUBISHI ELECTRIC | Non Ducted | Single Split System | 5 | 6 | ELIGIBLE | 33 | 130 | 910.18 | 38 | 216 | 1134.28
MUZ-AP50VG2/MSZ-AP50VGD | MITSUBISHI ELECTRIC | Non Ducted | Single Split System | 5 | 6 | ELIGIBLE | 33 | 130 | 910.18 | 38 | 216 | 1134.28
MUZ-AP60VG2/MSZ-AP60VGD2 | MITSUBISHI ELECTRIC | Non Ducted | Single Split System | 6 | 6.8 | ELIGIBLE | 39 | 153 | 1074.84 | 44 | 256 | 1321.04
MUZ-AP60VG2/MSZ-AP60VGKD2 | MITSUBISHI ELECTRIC | Non Ducted | Single Split System | 6 | 6.8 | ELIGIBLE | 39 | 153 | 1074.84 | 44 | 256 | 1321.04
MUZ-AP60VGD2/MSZ-AP60VGD2 | MITSUBISHI ELECTRIC | Non Ducted | Single Split System | 6 | 6.8 | ELIGIBLE | 39 | 153 | 1074.84 | 44 | 256 | 1321.04
MUZ-AP60VGD2/MSZ-AP60VGKD2 | MITSUBISHI ELECTRIC | Non Ducted | Single Split System | 6 | 6.8 | ELIGIBLE | 39 | 153 | 1074.84 | 44 | 256 | 1321.04
MUZ-AP60VG2/MSZ-AP60VG2 Series | MITSUBISHI ELECTRIC | Non Ducted | Single Split System | 6 | 6.8 | ELIGIBLE | 39 | 153 | 1074.84 | 44 | 256 | 1321.04
MUZ-AP60VG2/MSZ-AP60VGD | MITSUBISHI ELECTRIC | Non Ducted | Single Split System | 6 | 6.8 | ELIGIBLE | 39 | 153 | 1074.84 | 44 | 256 | 1321.04
MUZ-AP60VGD2/MSZ-AP60VGD | MITSUBISHI ELECTRIC | Non Ducted | Single Split System | 6 | 6.8 | ELIGIBLE | 39 | 153 | 1074.84 | 44 | 256 | 1321.04
MUZ-AP60VG/MSZ-AP60VGD | MITSUBISHI ELECTRIC | Non Ducted | Single Split System | 6 | 6.8 | ELIGIBLE | 37 | 153 | 1029.92 | 43 | 256 | 1298.58
MUZ-AP60VG/MSZ-AP60VG Series | MITSUBISHI ELECTRIC | Non Ducted | Single Split System | 6 | 6.8 | ELIGIBLE | 37 | 153 | 1029.92 | 43 | 256 | 1298.58
MUZ-AP60VG/MSZ-AP60VGKD | MITSUBISHI ELECTRIC | Non Ducted | Single Split System | 6 | 6.8 | ELIGIBLE | 37 | 153 | 1029.92 | 43 | 256 | 1298.58
MUZ-AP60VGD/MSZ-AP60VGD | MITSUBISHI ELECTRIC | Non Ducted | Single Split System | 6 | 6.8 | ELIGIBLE | 37 | 153 | 1029.92 | 43 | 256 | 1298.58
MUZ-AP60VGD/MSZ-AP60VGKD | MITSUBISHI ELECTRIC | Non Ducted | Single Split System | 6 | 6.8 | ELIGIBLE | 37 | 153 | 1029.92 | 43 | 256 | 1298.58
MUZ-AP60VG/MSZ-AP60VGD2 | MITSUBISHI ELECTRIC | Non Ducted | Single Split System | 6 | 6.8 | ELIGIBLE | 37 | 153 | 1029.92 | 43 | 256 | 1298.58
MUZ-AP60VGD/MSZ-AP60VGD2 | MITSUBISHI ELECTRIC | Non Ducted | Single Split System | 6 | 6.8 | ELIGIBLE | 37 | 153 | 1029.92 | 43 | 256 | 1298.58
MUZ-AP42VG2/MSZ-AP42VGD2 | MITSUBISHI ELECTRIC | Non Ducted | Single Split System | 4.2 | 5.4 | ELIGIBLE | 29 | 64 | 734.54 | 34 | 136 | 940.44
MUZ-AP42VG2/MSZ-AP42VG2 Series | MITSUBISHI ELECTRIC | Non Ducted | Single Split System | 4.2 | 5.4 | ELIGIBLE | 29 | 64 | 734.54 | 34 | 136 | 940.44
MUZ-AP42VG2/MSZ-AP42VGKD2 | MITSUBISHI ELECTRIC | Non Ducted | Single Split System | 4.2 | 5.4 | ELIGIBLE | 29 | 64 | 734.54 | 34 | 136 | 940.44
MUZ-AP42VGD2/MSZ-AP42VGD2 | MITSUBISHI ELECTRIC | Non Ducted | Single Split System | 4.2 | 5.4 | ELIGIBLE | 29 | 64 | 734.54 | 34 | 136 | 940.44
MUZ-AP42VGD2/MSZ-AP42VGKD2 | MITSUBISHI ELECTRIC | Non Ducted | Single Split System | 4.2 | 5.4 | ELIGIBLE | 29 | 64 | 734.54 | 34 | 136 | 940.44
MUZ-AP42VG2/MSZ-AP42VGD | MITSUBISHI ELECTRIC | Non Ducted | Single Split System | 4.2 | 5.4 | ELIGIBLE | 29 | 64 | 734.54 | 34 | 136 | 940.44
MUZ-AP42VGD2/MSZ-AP42VGD | MITSUBISHI ELECTRIC | Non Ducted | Single Split System | 4.2 | 5.4 | ELIGIBLE | 29 | 64 | 734.54 | 34 | 136 | 940.44
MUZ-AP35VG2/MSZ-AP35VG2 Series | MITSUBISHI ELECTRIC | Non Ducted | Single Split System | 3.5 | 3.7 | ELIGIBLE | 19 | 48 | 489.14 | 22 | 101 | 625.42
MUZ-AP35VGD2/MSZ-AP35VGKD2 | MITSUBISHI ELECTRIC | Non Ducted | Single Split System | 3.5 | 3.7 | ELIGIBLE | 19 | 48 | 489.14 | 22 | 101 | 625.42
MUZ-AP35VGD2/MSZ-AP35VGD2 | MITSUBISHI ELECTRIC | Non Ducted | Single Split System | 3.5 | 3.7 | ELIGIBLE | 19 | 48 | 489.14 | 22 | 101 | 625.42
MUZ-AP35VG2/MSZ-AP35VGKD2 | MITSUBISHI ELECTRIC | Non Ducted | Single Split System | 3.5 | 3.7 | ELIGIBLE | 19 | 48 | 489.14 | 22 | 101 | 625.42
MUZ-AP35VG2/MSZ-AP35VGD2 | MITSUBISHI ELECTRIC | Non Ducted | Single Split System | 3.5 | 3.7 | ELIGIBLE | 19 | 48 | 489.14 | 22 | 101 | 625.42
MUZ-AP35VGD2/MSZ-AP35VGD | MITSUBISHI ELECTRIC | Non Ducted | Single Split System | 3.5 | 3.7 | ELIGIBLE | 19 | 48 | 489.14 | 22 | 101 | 625.42
MUZ-AP35VG2/MSZ-AP35VGD | MITSUBISHI ELECTRIC | Non Ducted | Single Split System | 3.5 | 3.7 | ELIGIBLE | 19 | 48 | 489.14 | 22 | 101 | 625.42
MUZ-AP35VG/MSZ-AP35VG Series | MITSUBISHI ELECTRIC | Non Ducted | Single Split System | 3.5 | 3.7 | ELIGIBLE | 18 | 48 | 466.68 | 21 | 101 | 602.96
MUZ-AP35VGD/MSZ-AP35VGKD | MITSUBISHI ELECTRIC | Non Ducted | Single Split System | 3.5 | 3.7 | ELIGIBLE | 18 | 48 | 466.68 | 21 | 101 | 602.96
MUZ-AP35VGD/MSZ-AP35VGD | MITSUBISHI ELECTRIC | Non Ducted | Single Split System | 3.5 | 3.7 | ELIGIBLE | 18 | 48 | 466.68 | 21 | 101 | 602.96
MUZ-AP35VG/MSZ-AP35VGKD | MITSUBISHI ELECTRIC | Non Ducted | Single Split System | 3.5 | 3.7 | ELIGIBLE | 18 | 48 | 466.68 | 21 | 101 | 602.96
MUZ-AP35VG/MSZ-AP35VGD | MITSUBISHI ELECTRIC | Non Ducted | Single Split System | 3.5 | 3.7 | ELIGIBLE | 18 | 48 | 466.68 | 21 | 101 | 602.96
MUZ-AP35VGD/MSZ-AP35VGD2 | MITSUBISHI ELECTRIC | Non Ducted | Single Split System | 3.5 | 3.7 | ELIGIBLE | 18 | 48 | 466.68 | 21 | 101 | 602.96
MUZ-AP35VG/MSZ-AP35VGD2 | MITSUBISHI ELECTRIC | Non Ducted | Single Split System | 3.5 | 3.7 | ELIGIBLE | 18 | 48 | 466.68 | 21 | 101 | 602.96
MUZ-AP25VG/MSZ-AP25VGD | MITSUBISHI ELECTRIC | Non Ducted | Single Split System | 2.5 | 3.2 | ELIGIBLE | 16 | 102 | 491.96 | 19 | 140 | 608.74
MUZ-AP25VG/MSZ-AP25VG Series | MITSUBISHI ELECTRIC | Non Ducted | Single Split System | 2.5 | 3.2 | ELIGIBLE | 16 | 102 | 491.96 | 19 | 140 | 608.74
MUZ-AP25VGD/MSZ-AP25VGKD | MITSUBISHI ELECTRIC | Non Ducted | Single Split System | 2.5 | 3.2 | ELIGIBLE | 16 | 102 | 491.96 | 19 | 140 | 608.74
MUZ-AP25VGD/MSZ-AP25VGD | MITSUBISHI ELECTRIC | Non Ducted | Single Split System | 2.5 | 3.2 | ELIGIBLE | 16 | 102 | 491.96 | 19 | 140 | 608.74
MUZ-AP25VG/MSZ-AP25VGKD | MITSUBISHI ELECTRIC | Non Ducted | Single Split System | 2.5 | 3.2 | ELIGIBLE | 16 | 102 | 491.96 | 19 | 140 | 608.74
MUZ-AP25VGD/MSZ-AP25VGD2 | MITSUBISHI ELECTRIC | Non Ducted | Single Split System | 2.5 | 3.2 | ELIGIBLE | 16 | 102 | 491.96 | 19 | 140 | 608.74
MUZ-AP25VG/MSZ-AP25VGD2 | MITSUBISHI ELECTRIC | Non Ducted | Single Split System | 2.5 | 3.2 | ELIGIBLE | 16 | 102 | 491.96 | 19 | 140 | 608.74
MUZ-AP80VG/MSZ-AP80VG Series | MITSUBISHI ELECTRIC | Non Ducted | Single Split System | 7.8 | 9 | ELIGIBLE | 46 | 34 | 1077.36 | 53 | 169 | 1410.08
MUZ-AP80VGD/MSZ-AP80VGKD | MITSUBISHI ELECTRIC | Non Ducted | Single Split System | 7.8 | 9 | ELIGIBLE | 46 | 34 | 1077.36 | 53 | 169 | 1410.08
MUZ-AP80VGD/MSZ-AP80VGD | MITSUBISHI ELECTRIC | Non Ducted | Single Split System | 7.8 | 9 | ELIGIBLE | 46 | 34 | 1077.36 | 53 | 169 | 1410.08
MUZ-AP80VG/MSZ-AP80VGKD | MITSUBISHI ELECTRIC | Non Ducted | Single Split System | 7.8 | 9 | ELIGIBLE | 46 | 34 | 1077.36 | 53 | 169 | 1410.08
MUZ-AP80VG/MSZ-AP80VGD | MITSUBISHI ELECTRIC | Non Ducted | Single Split System | 7.8 | 9 | ELIGIBLE | 46 | 34 | 1077.36 | 53 | 169 | 1410.08
MUZ-AP80VGD/MSZ-AP80VGD2 | MITSUBISHI ELECTRIC | Non Ducted | Single Split System | 7.8 | 9 | ELIGIBLE | 46 | 34 | 1077.36 | 53 | 169 | 1410.08
MUZ-AP80VG/MSZ-AP80VGD2 | MITSUBISHI ELECTRIC | Non Ducted | Single Split System | 7.8 | 9 | ELIGIBLE | 46 | 34 | 1077.36 | 53 | 169 | 1410.08
MUZ-AP71VG/MSZ-AP71VG Series | MITSUBISHI ELECTRIC | Non Ducted | Single Split System | 7.1 | 8 | ELIGIBLE | 43 | 109 | 1107.48 | 49 | 231 | 1400.84
MUZ-AP71VG/MSZ-AP71VGD | MITSUBISHI ELECTRIC | Non Ducted | Single Split System | 7.1 | 8 | ELIGIBLE | 43 | 109 | 1107.48 | 49 | 231 | 1400.84
MUZ-AP71VG/MSZ-AP71VGKD | MITSUBISHI ELECTRIC | Non Ducted | Single Split System | 7.1 | 8 | ELIGIBLE | 43 | 109 | 1107.48 | 49 | 231 | 1400.84
MUZ-AP71VGD/MSZ-AP71VGD | MITSUBISHI ELECTRIC | Non Ducted | Single Split System | 7.1 | 8 | ELIGIBLE | 43 | 109 | 1107.48 | 49 | 231 | 1400.84
MUZ-AP71VGD/MSZ-AP71VGKD | MITSUBISHI ELECTRIC | Non Ducted | Single Split System | 7.1 | 8 | ELIGIBLE | 43 | 109 | 1107.48 | 49 | 231 | 1400.84
MUZ-AP71VG/MSZ-AP71VGD2 | MITSUBISHI ELECTRIC | Non Ducted | Single Split System | 7.1 | 8 | ELIGIBLE | 43 | 109 | 1107.48 | 49 | 231 | 1400.84
MUZ-AP71VGD/MSZ-AP71VGD2 | MITSUBISHI ELECTRIC | Non Ducted | Single Split System | 7.1 | 8 | ELIGIBLE | 43 | 109 | 1107.48 | 49 | 231 | 1400.84
MUZ-EF25VGD/MSZ-EF25VGKDW | MITSUBISHI ELECTRIC | Non Ducted | Single Split System | 2.5 | 3.2 | ELIGIBLE | 15 | 80 | 440.9 | 17 | 118 | 535.22
MUZ-EF25VGD/MSZ-EF25VGKDB | MITSUBISHI ELECTRIC | Non Ducted | Single Split System | 2.5 | 3.2 | ELIGIBLE | 15 | 80 | 440.9 | 17 | 118 | 535.22
MUZ-EF25VGD/MSZ-EF25VGKDS | MITSUBISHI ELECTRIC | Non Ducted | Single Split System | 2.5 | 3.2 | ELIGIBLE | 15 | 80 | 440.9 | 17 | 118 | 535.22
MUZ-EF25VGD/MSZ-EF25VGDW | MITSUBISHI ELECTRIC | Non Ducted | Single Split System | 2.5 | 3.2 | ELIGIBLE | 15 | 80 | 440.9 | 17 | 118 | 535.22
MUZ-EF25VGD/MSZ-EF25VGDB | MITSUBISHI ELECTRIC | Non Ducted | Single Split System | 2.5 | 3.2 | ELIGIBLE | 15 | 80 | 440.9 | 17 | 118 | 535.22
MUZ-EF25VGD/MSZ-EF25VGDS | MITSUBISHI ELECTRIC | Non Ducted | Single Split System | 2.5 | 3.2 | ELIGIBLE | 15 | 80 | 440.9 | 17 | 118 | 535.22
MUZ-EF25VGD/MSZ-EF25VGKD(W)(B)(S) | MITSUBISHI ELECTRIC | Non Ducted | Single Split System | 2.5 | 3.2 | ELIGIBLE | 15 | 80 | 440.9 | 17 | 118 | 535.22
MUZ-EF35VGD/MSZ-EF35VGKDW | MITSUBISHI ELECTRIC | Non Ducted | Single Split System | 3.5 | 4 | INELIGIBLE | 0 | 0 | 0 | 0 | 0 | 0
MUZ-EF35VGD/MSZ-EF35VGKDB | MITSUBISHI ELECTRIC | Non Ducted | Single Split System | 3.5 | 4 | INELIGIBLE | 0 | 0 | 0 | 0 | 0 | 0
MUZ-EF35VGD/MSZ-EF35VGKDS | MITSUBISHI ELECTRIC | Non Ducted | Single Split System | 3.5 | 4 | INELIGIBLE | 0 | 0 | 0 | 0 | 0 | 0
MUZ-EF35VGD/MSZ-EF35VGDW | MITSUBISHI ELECTRIC | Non Ducted | Single Split System | 3.5 | 4 | INELIGIBLE | 0 | 0 | 0 | 0 | 0 | 0
MUZ-EF35VGD/MSZ-EF35VGDB | MITSUBISHI ELECTRIC | Non Ducted | Single Split System | 3.5 | 4 | INELIGIBLE | 0 | 0 | 0 | 0 | 0 | 0
MUZ-EF35VGD/MSZ-EF35VGDS | MITSUBISHI ELECTRIC | Non Ducted | Single Split System | 3.5 | 4 | INELIGIBLE | 0 | 0 | 0 | 0 | 0 | 0
MUZ-EF35VGD/MSZ-EF35VGKD(W)(B)(S) | MITSUBISHI ELECTRIC | Non Ducted | Single Split System | 3.5 | 4 | INELIGIBLE | 0 | 0 | 0 | 0 | 0 | 0
MUZ-EF42VGD/MSZ-EF42VGKDW | MITSUBISHI ELECTRIC | Non Ducted | Single Split System | 4.2 | 5.4 | INELIGIBLE | 0 | 0 | 0 | 0 | 0 | 0
MUZ-EF42VGD/MSZ-EF42VGKDB | MITSUBISHI ELECTRIC | Non Ducted | Single Split System | 4.2 | 5.4 | INELIGIBLE | 0 | 0 | 0 | 0 | 0 | 0
MUZ-EF42VGD/MSZ-EF42VGKDS | MITSUBISHI ELECTRIC | Non Ducted | Single Split System | 4.2 | 5.4 | INELIGIBLE | 0 | 0 | 0 | 0 | 0 | 0
MUZ-EF42VGD/MSZ-EF42VGDW | MITSUBISHI ELECTRIC | Non Ducted | Single Split System | 4.2 | 5.4 | INELIGIBLE | 0 | 0 | 0 | 0 | 0 | 0
MUZ-EF42VGD/MSZ-EF42VGDB | MITSUBISHI ELECTRIC | Non Ducted | Single Split System | 4.2 | 5.4 | INELIGIBLE | 0 | 0 | 0 | 0 | 0 | 0
MUZ-EF42VGD/MSZ-EF42VGDS | MITSUBISHI ELECTRIC | Non Ducted | Single Split System | 4.2 | 5.4 | INELIGIBLE | 0 | 0 | 0 | 0 | 0 | 0
MUZ-EF42VGD/MSZ-EF42VGKD(W)(B)(S) | MITSUBISHI ELECTRIC | Non Ducted | Single Split System | 4.2 | 5.4 | INELIGIBLE | 0 | 0 | 0 | 0 | 0 | 0
MUZ-EF50VGD/MSZ-EF50VGKDW | MITSUBISHI ELECTRIC | Non Ducted | Single Split System | 5 | 5.8 | INELIGIBLE | 0 | 0 | 0 | 0 | 0 | 0
MUZ-EF50VGD/MSZ-EF50VGKDB | MITSUBISHI ELECTRIC | Non Ducted | Single Split System | 5 | 5.8 | INELIGIBLE | 0 | 0 | 0 | 0 | 0 | 0
MUZ-EF50VGD/MSZ-EF50VGKDS | MITSUBISHI ELECTRIC | Non Ducted | Single Split System | 5 | 5.8 | INELIGIBLE | 0 | 0 | 0 | 0 | 0 | 0
MUZ-EF50VGD/MSZ-EF50VGDW | MITSUBISHI ELECTRIC | Non Ducted | Single Split System | 5 | 5.8 | INELIGIBLE | 0 | 0 | 0 | 0 | 0 | 0
MUZ-EF50VGD/MSZ-EF50VGDB | MITSUBISHI ELECTRIC | Non Ducted | Single Split System | 5 | 5.8 | INELIGIBLE | 0 | 0 | 0 | 0 | 0 | 0
MUZ-EF50VGD/MSZ-EF50VGDS | MITSUBISHI ELECTRIC | Non Ducted | Single Split System | 5 | 5.8 | INELIGIBLE | 0 | 0 | 0 | 0 | 0 | 0
MUZ-EF50VGD/MSZ-EF50VGKD(W)(B)(S) | MITSUBISHI ELECTRIC | Non Ducted | Single Split System | 5 | 5.8 | INELIGIBLE | 0 | 0 | 0 | 0 | 0 | 0
PUZ-ZM125VKA-A/PEAD-M125JAA | MITSUBISHI ELECTRIC | Ducted | Single Split System | 12.5 | 14 | ELIGIBLE | 73 | 208 | 1909.98 | 85 | 450 | 2494.1
PUZ-ZM125VKA2-A/PEAD-M125JAA | MITSUBISHI ELECTRIC | Ducted | Single Split System | 12.5 | 14 | ELIGIBLE | 73 | 208 | 1909.98 | 85 | 450 | 2494.1
PUZ-ZM125VKA-A/PEAD-M125JAAD | MITSUBISHI ELECTRIC | Ducted | Single Split System | 12.5 | 14 | ELIGIBLE | 73 | 208 | 1909.98 | 85 | 450 | 2494.1
PUZ-ZM125VKA2-A/PEAD-M125JAAD | MITSUBISHI ELECTRIC | Ducted | Single Split System | 12.5 | 14 | ELIGIBLE | 73 | 208 | 1909.98 | 85 | 450 | 2494.1
PUZ-ZM125VKA(2)-A/PEAD-M125JAA(D) Series | MITSUBISHI ELECTRIC | Ducted | Single Split System | 12.5 | 14 | ELIGIBLE | 73 | 208 | 1909.98 | 85 | 450 | 2494.1
PUZ-ZM140VKA-A/PEAD-M140JAAD | MITSUBISHI ELECTRIC | Ducted | Single Split System | 14 | 16 | INELIGIBLE | 0 | 0 | 0 | 0 | 0 | 0
PUZ-ZM140VKA2-A/PEAD-M140JAAD | MITSUBISHI ELECTRIC | Ducted | Single Split System | 14 | 16 | INELIGIBLE | 0 | 0 | 0 | 0 | 0 | 0
PUZ-ZM140VKA(2)-A/PEAD-M140JAA(D) Series | MITSUBISHI ELECTRIC | Ducted | Single Split System | 14 | 16 | INELIGIBLE | 0 | 0 | 0 | 0 | 0 | 0
PUZ-ZM140VKA-A/PEAD-M140JAA | MITSUBISHI ELECTRIC | Ducted | Single Split System | 14 | 16 | INELIGIBLE | 0 | 0 | 0 | 0 | 0 | 0
PUZ-ZM140VKA2-A/PEAD-M140JAA | MITSUBISHI ELECTRIC | Ducted | Single Split System | 14 | 16 | INELIGIBLE | 0 | 0 | 0 | 0 | 0 | 0
PUZ-ZM100VKA-A/PEAD-M100JAA | MITSUBISHI ELECTRIC | Ducted | Single Split System | 10 | 11.2 | INELIGIBLE | 0 | 0 | 0 | 0 | 0 | 0
PUZ-ZM100VKA2-A/PEAD-M100JAA | MITSUBISHI ELECTRIC | Ducted | Single Split System | 10 | 11.2 | INELIGIBLE | 0 | 0 | 0 | 0 | 0 | 0
PUZ-ZM100VKA2-A/PEAD-M100JAAD | MITSUBISHI ELECTRIC | Ducted | Single Split System | 10 | 11.2 | INELIGIBLE | 0 | 0 | 0 | 0 | 0 | 0
PUZ-ZM100VKA-A/PEAD-M100JAAD | MITSUBISHI ELECTRIC | Ducted | Single Split System | 10 | 11.2 | INELIGIBLE | 0 | 0 | 0 | 0 | 0 | 0
PUZ-ZM100VKA-A/PEAD-M100JAA Series | MITSUBISHI ELECTRIC | Ducted | Single Split System | 10 | 11.2 | INELIGIBLE | 0 | 0 | 0 | 0 | 0 | 0
SUZ-M71VAD-A/PEAD-M71JAA | MITSUBISHI ELECTRIC | Ducted | Single Split System | 7.1 | 8 | ELIGIBLE | 42 | 173 | 1168.22 | 49 | 311 | 1504.84
SUZ-M71VAD-A/PEAD-M71JAAD | MITSUBISHI ELECTRIC | Ducted | Single Split System | 7.1 | 8 | ELIGIBLE | 42 | 173 | 1168.22 | 49 | 311 | 1504.84
SUZ-M71VAD-A/PEAD-M71JAA Series | MITSUBISHI ELECTRIC | Ducted | Single Split System | 7.1 | 8 | ELIGIBLE | 42 | 173 | 1168.22 | 49 | 311 | 1504.84
MUFZ-KW25VG2/MFZ-KW25VGK | MITSUBISHI ELECTRIC | Non Ducted | Single Split System | 2.5 | 3.4 | INELIGIBLE | 0 | 0 | 0 | 0 | 0 | 0
MUFZ-KW35VG2/MFZ-KW35VGK | MITSUBISHI ELECTRIC | Non Ducted | Single Split System | 3.5 | 4.3 | INELIGIBLE | 0 | 0 | 0 | 0 | 0 | 0
MUFZ-KW42VG2/MFZ-KW42VGK | MITSUBISHI ELECTRIC | Non Ducted | Single Split System | 4.2 | 5.4 | INELIGIBLE | 0 | 0 | 0 | 0 | 0 | 0
MUFZ-KW50VGHZ2/MFZ-KW50VGK | MITSUBISHI ELECTRIC | Non Ducted | Single Split System | 5 | 5.8 | INELIGIBLE | 0 | 0 | 0 | 0 | 0 | 0
MUFZ-KW50VG2/MFZ-KW50VGK | MITSUBISHI ELECTRIC | Non Ducted | Single Split System | 5 | 5.8 | INELIGIBLE | 0 | 0 | 0 | 0 | 0 | 0
MUFZ-KW50VG2/MFZ-KW50VGK Series | MITSUBISHI ELECTRIC | Non Ducted | Single Split System | 5 | 5.8 | INELIGIBLE | 0 | 0 | 0 | 0 | 0 | 0
MUFZ-KW60VG2/MFZ-KW60VGK | MITSUBISHI ELECTRIC | Non Ducted | Single Split System | 6.1 | 6.5 | INELIGIBLE | 0 | 0 | 0 | 0 | 0 | 0
MUFZ-KW60VGHZ2/MFZ-KW60VGK | MITSUBISHI ELECTRIC | Non Ducted | Single Split System | 6.1 | 6.5 | INELIGIBLE | 0 | 0 | 0 | 0 | 0 | 0
MUFZ-KW60VG2/MFZ-KW60VGK Series | MITSUBISHI ELECTRIC | Non Ducted | Single Split System | 6.1 | 6.5 | INELIGIBLE | 0 | 0 | 0 | 0 | 0 | 0
SUZ-M60VAD-A/PEAD-M60JAA | MITSUBISHI ELECTRIC | Ducted | Single Split System | 6 | 7 | ELIGIBLE | 38 | 120 | 1009.48 | 44 | 237 | 1296.34
SUZ-M60VAD-A/PEAD-M60JAAD | MITSUBISHI ELECTRIC | Ducted | Single Split System | 6 | 7 | ELIGIBLE | 38 | 120 | 1009.48 | 44 | 237 | 1296.34
SUZ-M60VAD-A/PEAD-M60JAA Series | MITSUBISHI ELECTRIC | Ducted | Single Split System | 6 | 7 | ELIGIBLE | 38 | 120 | 1009.48 | 44 | 237 | 1296.34
SUZ-M71VAD-A/SEZ-M71DA Series | MITSUBISHI ELECTRIC | Ducted | Single Split System | 7.1 | 8 | ELIGIBLE | 42 | 84 | 1052.52 | 49 | 221 | 1387.84
MUZ-LN25VG2/MSZ-LN25VG2V | MITSUBISHI ELECTRIC | Non Ducted | Single Split System | 2.5 | 3.2 | ELIGIBLE | 17 | 108 | 522.22 | 19 | 146 | 616.54
MUZ-LN25VG2/MSZ-LN25VG2 Series | MITSUBISHI ELECTRIC | Non Ducted | Single Split System | 2.5 | 3.2 | ELIGIBLE | 17 | 108 | 522.22 | 19 | 146 | 616.54
MUZ-LN25VG2/MSZ-LN25VG2B | MITSUBISHI ELECTRIC | Non Ducted | Single Split System | 2.5 | 3.2 | ELIGIBLE | 17 | 108 | 522.22 | 19 | 146 | 616.54
MUZ-LN25VG2/MSZ-LN25VG2R | MITSUBISHI ELECTRIC | Non Ducted | Single Split System | 2.5 | 3.2 | ELIGIBLE | 17 | 108 | 522.22 | 19 | 146 | 616.54
MUZ-LN35VG2/MSZ-LN35VG2R | MITSUBISHI ELECTRIC | Non Ducted | Single Split System | 3.5 | 4 | ELIGIBLE | 21 | 76 | 570.46 | 24 | 129 | 706.74
MUZ-LN35VG2/MSZ-LN35VG2B | MITSUBISHI ELECTRIC | Non Ducted | Single Split System | 3.5 | 4 | ELIGIBLE | 21 | 76 | 570.46 | 24 | 129 | 706.74
MUZ-LN35VG2/MSZ-LN35VG2V | MITSUBISHI ELECTRIC | Non Ducted | Single Split System | 3.5 | 4 | ELIGIBLE | 21 | 76 | 570.46 | 24 | 129 | 706.74
MUZ-LN35VG2/MSZ-LN35VG2 Series | MITSUBISHI ELECTRIC | Non Ducted | Single Split System | 3.5 | 4 | ELIGIBLE | 21 | 76 | 570.46 | 24 | 129 | 706.74
MUZ-AP20VG/MSZ-AP20VGD | MITSUBISHI ELECTRIC | Non Ducted | Single Split System | 2 | 2.5 | INELIGIBLE | 0 | 0 | 0 | 0 | 0 | 0
MUZ-AP20VGD/MSZ-AP20VGD | MITSUBISHI ELECTRIC | Non Ducted | Single Split System | 2 | 2.5 | INELIGIBLE | 0 | 0 | 0 | 0 | 0 | 0
MUZ-AP20VG*/MSZ-AP20VGD Series | MITSUBISHI ELECTRIC | Non Ducted | Single Split System | 2 | 2.5 | INELIGIBLE | 0 | 0 | 0 | 0 | 0 | 0
PUZ-M125VKA-A/PLA-M125EA-A | MITSUBISHI ELECTRIC | Non Ducted | Single Split System | 12 | 14 | INELIGIBLE | 0 | 0 | 0 | 0 | 0 | 0
PUZ-M125VKA-A/PLA-M125EA2-A | MITSUBISHI ELECTRIC | Non Ducted | Single Split System | 12 | 14 | INELIGIBLE | 0 | 0 | 0 | 0 | 0 | 0
PUZ-M125VKA-A/PLA-M125EA-A Series | MITSUBISHI ELECTRIC | Non Ducted | Single Split System | 12 | 14 | INELIGIBLE | 0 | 0 | 0 | 0 | 0 | 0
PUZ-M100VKA-A/PLA-M100EA-A | MITSUBISHI ELECTRIC | Non Ducted | Single Split System | 10 | 11.2 | ELIGIBLE | 58 | 193 | 1553.58 | 68 | 387 | 2030.38
PUZ-M100VKA-A/PLA-M100EA2-A | MITSUBISHI ELECTRIC | Non Ducted | Single Split System | 10 | 11.2 | ELIGIBLE | 58 | 193 | 1553.58 | 68 | 387 | 2030.38
PUZ-M100VKA-A/PLA-M100EA-A Series | MITSUBISHI ELECTRIC | Non Ducted | Single Split System | 10 | 11.2 | ELIGIBLE | 58 | 193 | 1553.58 | 68 | 387 | 2030.38
PUZ-M125VKA-A/PCA-M125KA | MITSUBISHI ELECTRIC | Non Ducted | Single Split System | 11.5 | 14 | INELIGIBLE | 0 | 0 | 0 | 0 | 0 | 0
PUZ-M125VKA-A/PCA-M125KA2 | MITSUBISHI ELECTRIC | Non Ducted | Single Split System | 11.5 | 14 | INELIGIBLE | 0 | 0 | 0 | 0 | 0 | 0
PUZ-M125VKA-A/PCA-M125KA Series | MITSUBISHI ELECTRIC | Non Ducted | Single Split System | 11.5 | 14 | INELIGIBLE | 0 | 0 | 0 | 0 | 0 | 0
PUZ-M100VKA-A/PCA-M100KA | MITSUBISHI ELECTRIC | Non Ducted | Single Split System | 10 | 11.2 | INELIGIBLE | 0 | 0 | 0 | 0 | 0 | 0
PUZ-M100VKA-A/PCA-M100KA2 | MITSUBISHI ELECTRIC | Non Ducted | Single Split System | 10 | 11.2 | INELIGIBLE | 0 | 0 | 0 | 0 | 0 | 0
PUZ-M100VKA-A/PCA-M100KA Series | MITSUBISHI ELECTRIC | Non Ducted | Single Split System | 10 | 11.2 | INELIGIBLE | 0 | 0 | 0 | 0 | 0 | 0
PUZ-M140VKA-A/PEA-M140HAA | MITSUBISHI ELECTRIC | Ducted | Single Split System | 14 | 16 | INELIGIBLE | 0 | 0 | 0 | 0 | 0 | 0
PUZ-M125VKA-A/PEA-M125HAA | MITSUBISHI ELECTRIC | Ducted | Single Split System | 12 | 14 | INELIGIBLE | 0 | 0 | 0 | 0 | 0 | 0
PUZ-M100VKA-A/PEA-M100HAA | MITSUBISHI ELECTRIC | Ducted | Single Split System | 10 | 12.5 | INELIGIBLE | 0 | 0 | 0 | 0 | 0 | 0
PUZ-ZM100VKA-A/PEA-M100GAA | MITSUBISHI ELECTRIC | Ducted | Single Split System | 10 | 11.2 | ELIGIBLE | 63 | 468 | 2023.38 | 73 | 662 | 2500.18
PUZ-ZM100VKA2-A/PEA-M100GAA | MITSUBISHI ELECTRIC | Ducted | Single Split System | 10 | 11.2 | ELIGIBLE | 63 | 468 | 2023.38 | 73 | 662 | 2500.18
PUZ-ZM100VKA-A/PEA-M100GAA Series | MITSUBISHI ELECTRIC | Ducted | Single Split System | 10 | 11.2 | ELIGIBLE | 63 | 468 | 2023.38 | 73 | 662 | 2500.18
PUZ-ZM125VKA-A/PEA-M125GAA | MITSUBISHI ELECTRIC | Ducted | Single Split System | 12.5 | 14 | ELIGIBLE | 75 | 287 | 2057.6 | 87 | 529 | 2641.72
PUZ-ZM125VKA2-A/PEA-M125GAA | MITSUBISHI ELECTRIC | Ducted | Single Split System | 12.5 | 14 | ELIGIBLE | 75 | 287 | 2057.6 | 87 | 529 | 2641.72
PUZ-ZM125VKA2-A/PEA-M125GAA Series | MITSUBISHI ELECTRIC | Ducted | Single Split System | 12.5 | 14 | ELIGIBLE | 75 | 287 | 2057.6 | 87 | 529 | 2641.72
PUZ-ZM140VKA2-A/PEA-M140GAA | MITSUBISHI ELECTRIC | Ducted | Single Split System | 14 | 16 | ELIGIBLE | 86 | 233 | 2234.46 | 100 | 504 | 2901.2
PUZ-ZM140VKA-A/PEA-M140GAA | MITSUBISHI ELECTRIC | Ducted | Single Split System | 14 | 16 | ELIGIBLE | 0 | 0 | 0 | 0 | 0 | 0
PUZ-ZM100YKA3-A/PEA-M100GAA | MITSUBISHI ELECTRIC | Ducted | Single Split System | 10 | 11.2 | ELIGIBLE | 63 | 468 | 2023.38 | 73 | 662 | 2500.18
PUZ-ZM100YKA2-A/PEA-M100GAA | MITSUBISHI ELECTRIC | Ducted | Single Split System | 10 | 11.2 | ELIGIBLE | 63 | 468 | 2023.38 | 73 | 662 | 2500.18
PUZ-ZM100YKA3-A/PEA-M100GAA Series | MITSUBISHI ELECTRIC | Ducted | Single Split System | 10 | 11.2 | ELIGIBLE | 63 | 468 | 2023.38 | 73 | 662 | 2500.18
PUZ-ZM125YKA-A/PEA-M125GAA | MITSUBISHI ELECTRIC | Ducted | Single Split System | 12.5 | 14 | INELIGIBLE | 0 | 0 | 0 | 0 | 0 | 0
PUZ-ZM125YKA2-A/PEA-M125GAA | MITSUBISHI ELECTRIC | Ducted | Single Split System | 12.5 | 14 | INELIGIBLE | 0 | 0 | 0 | 0 | 0 | 0
PUZ-ZM125YKA2-A/PEA-M125GAA Series | MITSUBISHI ELECTRIC | Ducted | Single Split System | 12.5 | 14 | INELIGIBLE | 0 | 0 | 0 | 0 | 0 | 0
PUZ-ZM140YKA-A/PEA-M140GAA | MITSUBISHI ELECTRIC | Ducted | Single Split System | 14 | 16 | ELIGIBLE | 86 | 233 | 2234.46 | 100 | 504 | 2901.2
PUZ-ZM140YKA2-A/PEA-M140GAA | MITSUBISHI ELECTRIC | Ducted | Single Split System | 14 | 16 | ELIGIBLE | 86 | 233 | 2234.46 | 100 | 504 | 2901.2
PUZ-ZM140YKA2-A/PEA-M140GAA Series | MITSUBISHI ELECTRIC | Ducted | Single Split System | 14 | 16 | ELIGIBLE | 86 | 233 | 2234.46 | 100 | 504 | 2901.2
PUZ-ZM100YKA3-A / PEA-M100HAA | MITSUBISHI ELECTRIC | Ducted | Single Split System | 10 | 11.2 | ELIGIBLE | 64 | 322 | 1856.04 | 74 | 516 | 2332.84
PUZ-ZM100YKA2-A / PEA-M100HAA | MITSUBISHI ELECTRIC | Ducted | Single Split System | 10 | 11.2 | ELIGIBLE | 64 | 322 | 1856.04 | 74 | 516 | 2332.84
PUZ-ZM100YKA3-A / PEA-M100HAA Series | MITSUBISHI ELECTRIC | Ducted | Single Split System | 10 | 11.2 | ELIGIBLE | 64 | 322 | 1856.04 | 74 | 516 | 2332.84
PUZ-ZM125VKA-A/PEA-M125HAA | MITSUBISHI ELECTRIC | Ducted | Single Split System | 12.5 | 14 | ELIGIBLE | 77 | 298 | 2116.82 | 90 | 540 | 2723.4
PUZ-ZM125VKA2-A/PEA-M125HAA | MITSUBISHI ELECTRIC | Ducted | Single Split System | 12.5 | 14 | ELIGIBLE | 77 | 298 | 2116.82 | 90 | 540 | 2723.4
PUZ-ZM125VKA2-A/PEA-M125HAA Series | MITSUBISHI ELECTRIC | Ducted | Single Split System | 12.5 | 14 | ELIGIBLE | 77 | 298 | 2116.82 | 90 | 540 | 2723.4
PUZ-ZM140VKA2-A/PEA-M140HAA | MITSUBISHI ELECTRIC | Ducted | Single Split System | 14 | 16 | ELIGIBLE | 87 | 182 | 2190.62 | 101 | 454 | 2858.66
PUZ-ZM140VKA-A/PEA-M140HAA | MITSUBISHI ELECTRIC | Ducted | Single Split System | 14 | 16 | ELIGIBLE | 0 | 0 | 0 | 0 | 0 | 0
PUZ-ZM140VKA2-A/PEA-M140HAA Series | MITSUBISHI ELECTRIC | Ducted | Single Split System | 14 | 16 | ELIGIBLE | 87 | 182 | 2190.62 | 101 | 454 | 2858.66
PUZ-ZM100VKA-A/PEA-M100HAA | MITSUBISHI ELECTRIC | Ducted | Single Split System | 10 | 11.2 | ELIGIBLE | 64 | 322 | 1856.04 | 74 | 516 | 2332.84
PUZ-ZM100VKA2-A/PEA-M100HAA | MITSUBISHI ELECTRIC | Ducted | Single Split System | 10 | 11.2 | ELIGIBLE | 64 | 322 | 1856.04 | 74 | 516 | 2332.84
PUZ-ZM100VKA2-A/PEA-M100HAA Series | MITSUBISHI ELECTRIC | Ducted | Single Split System | 10 | 11.2 | ELIGIBLE | 64 | 322 | 1856.04 | 74 | 516 | 2332.84
PUZ-ZM125YKA-A/PEA-M125HAA | MITSUBISHI ELECTRIC | Ducted | Single Split System | 12.5 | 14 | ELIGIBLE | 77 | 298 | 2116.82 | 90 | 540 | 2723.4
PUZ-ZM125YKA2-A/PEA-M125HAA | MITSUBISHI ELECTRIC | Ducted | Single Split System | 12.5 | 14 | ELIGIBLE | 77 | 298 | 2116.82 | 90 | 540 | 2723.4
PUZ-ZM125YKA2-A/PEA-M125HAA Series | MITSUBISHI ELECTRIC | Ducted | Single Split System | 12.5 | 14 | ELIGIBLE | 77 | 298 | 2116.82 | 90 | 540 | 2723.4
PUZ-ZM140YKA-A/PEA-M140HAA | MITSUBISHI ELECTRIC | Ducted | Single Split System | 14 | 16 | ELIGIBLE | 87 | 182 | 2190.62 | 101 | 454 | 2858.66
PUZ-ZM140YKA2-A/PEA-M140HAA | MITSUBISHI ELECTRIC | Ducted | Single Split System | 14 | 16 | ELIGIBLE | 87 | 182 | 2190.62 | 101 | 454 | 2858.66
PUZ-ZM140YKA2-A/PEA-M140HAA Series | MITSUBISHI ELECTRIC | Ducted | Single Split System | 14 | 16 | ELIGIBLE | 87 | 182 | 2190.62 | 101 | 454 | 2858.66
MUZ-GS25VFD2 / MSZ-GS25VFD2 | MITSUBISHI ELECTRIC | Non Ducted | Single Split System | 2.5 | 3.1 | INELIGIBLE | 0 | 0 | 0 | 0 | 0 | 0
MUZ-GS25VFD2 / MSZ-GS25VFD | MITSUBISHI ELECTRIC | Non Ducted | Single Split System | 2.5 | 3.1 | INELIGIBLE | 0 | 0 | 0 | 0 | 0 | 0
MUZ-GS25VFD / MSZ-GS25VFD2 | MITSUBISHI ELECTRIC | Non Ducted | Single Split System | 2.5 | 3.1 | INELIGIBLE | 0 | 0 | 0 | 0 | 0 | 0
MUZ-GS50VFD2 / MSZ-GS50VFD2 | MITSUBISHI ELECTRIC | Non Ducted | Single Split System | 5 | 5.5 | ELIGIBLE | 31 | 197 | 952.36 | 35 | 283 | 1154
MUZ-GS50VFD2 / MSZ-GS50VFD | MITSUBISHI ELECTRIC | Non Ducted | Single Split System | 5 | 5.5 | ELIGIBLE | 31 | 197 | 952.36 | 35 | 283 | 1154
MUZ-GS50VFD / MSZ-GS50VFD2 | MITSUBISHI ELECTRIC | Non Ducted | Single Split System | 5 | 5.5 | ELIGIBLE | 31 | 197 | 952.36 | 35 | 283 | 1154
MUZ-GS50VFD2 / MSZ-GS50VFD2 Series | MITSUBISHI ELECTRIC | Non Ducted | Single Split System | 5 | 5.5 | ELIGIBLE | 31 | 197 | 952.36 | 35 | 283 | 1154
MUZ-GS60VFD2 / MSZ-GS60VFD2 | MITSUBISHI ELECTRIC | Non Ducted | Single Split System | 6 | 6.6 | ELIGIBLE | 36 | 147 | 999.66 | 41 | 251 | 1247.16
MUZ-GS60VFD2 / MSZ-GS60VFD | MITSUBISHI ELECTRIC | Non Ducted | Single Split System | 6 | 6.6 | ELIGIBLE | 36 | 147 | 999.66 | 41 | 251 | 1247.16
MUZ-GS60VFD / MSZ-GS60VFD2 | MITSUBISHI ELECTRIC | Non Ducted | Single Split System | 6 | 6.6 | ELIGIBLE | 36 | 147 | 999.66 | 41 | 251 | 1247.16
MUZ-GS60VFD2 / MSZ-GS60VFD2 Series | MITSUBISHI ELECTRIC | Non Ducted | Single Split System | 6 | 6.6 | ELIGIBLE | 36 | 147 | 999.66 | 41 | 251 | 1247.16
MUZ-GS80VFD2 / MSZ-GS80VFD2 | MITSUBISHI ELECTRIC | Non Ducted | Single Split System | 7.9 | 9.1 | ELIGIBLE | 47 | 52 | 1123.22 | 54 | 188 | 1457.24
MUZ-GS80VFD2 / MSZ-GS80VFD | MITSUBISHI ELECTRIC | Non Ducted | Single Split System | 7.9 | 9.1 | ELIGIBLE | 47 | 52 | 1123.22 | 54 | 188 | 1457.24
MUZ-GS80VFD / MSZ-GS80VFD2 | MITSUBISHI ELECTRIC | Non Ducted | Single Split System | 7.9 | 9.1 | ELIGIBLE | 47 | 52 | 1123.22 | 54 | 188 | 1457.24
MUZ-GS80VFD2 / MSZ-GS80VFD2 Series | MITSUBISHI ELECTRIC | Non Ducted | Single Split System | 7.9 | 9.1 | ELIGIBLE | 47 | 52 | 1123.22 | 54 | 188 | 1457.24
PUZ-ZM71VHA2-A/PCA-M71KA | MITSUBISHI ELECTRIC | Non Ducted | Single Split System | 7.1 | 8 | INELIGIBLE | 0 | 0 | 0 | 0 | 0 | 0
PUZ-ZM71VHA2-A/PCA-M71KA2 | MITSUBISHI ELECTRIC | Non Ducted | Single Split System | 7.1 | 8 | INELIGIBLE | 0 | 0 | 0 | 0 | 0 | 0
PUZ-ZM71VHA-A/PCA-M71KA2 | MITSUBISHI ELECTRIC | Non Ducted | Single Split System | 7.1 | 8 | INELIGIBLE | 0 | 0 | 0 | 0 | 0 | 0
PUZ-ZM71VHA*-A/PCA-M71KA* Series | MITSUBISHI ELECTRIC | Non Ducted | Single Split System | 7.1 | 8 | INELIGIBLE | 0 | 0 | 0 | 0 | 0 | 0
PUZ-ZM71VHA-A/PCA-M71KA | MITSUBISHI ELECTRIC | Non Ducted | Single Split System | 7.1 | 8 | INELIGIBLE | 0 | 0 | 0 | 0 | 0 | 0
PUZ-ZM71VHA2-A/PCA-M71KA3 | MITSUBISHI ELECTRIC | Non Ducted | Single Split System | 7.1 | 8 | INELIGIBLE | 0 | 0 | 0 | 0 | 0 | 0
PUZ-ZM71VHA-A/PCA-M71KA3 | MITSUBISHI ELECTRIC | Non Ducted | Single Split System | 7.1 | 8 | INELIGIBLE | 0 | 0 | 0 | 0 | 0 | 0
PUZ-ZM71VHA-A/PCA-M71HA | MITSUBISHI ELECTRIC | Non Ducted | Single Split System | 7.1 | 7.6 | INELIGIBLE | 0 | 0 | 0 | 0 | 0 | 0
PUZ-ZM71VHA2-A/PCA-M71HA2 | MITSUBISHI ELECTRIC | Non Ducted | Single Split System | 7.1 | 7.6 | INELIGIBLE | 0 | 0 | 0 | 0 | 0 | 0
PUZ-ZM71VHA-A/PCA-M71HA2 | MITSUBISHI ELECTRIC | Non Ducted | Single Split System | 7.1 | 7.6 | INELIGIBLE | 0 | 0 | 0 | 0 | 0 | 0
PUZ-ZM71VHA2-A/PCA-M71HA | MITSUBISHI ELECTRIC | Non Ducted | Single Split System | 7.1 | 7.6 | INELIGIBLE | 0 | 0 | 0 | 0 | 0 | 0
PUZ-ZM71VHA*-A/PCA-M71HA* Series | MITSUBISHI ELECTRIC | Non Ducted | Single Split System | 7.1 | 7.6 | INELIGIBLE | 0 | 0 | 0 | 0 | 0 | 0
PUZ-ZM71VHA2-A/PCA-M71HA3 | MITSUBISHI ELECTRIC | Non Ducted | Single Split System | 7.1 | 7.6 | INELIGIBLE | 0 | 0 | 0 | 0 | 0 | 0
PUZ-ZM71VHA-A/PCA-M71HA3 | MITSUBISHI ELECTRIC | Non Ducted | Single Split System | 7.1 | 7.6 | INELIGIBLE | 0 | 0 | 0 | 0 | 0 | 0
PUZ-ZM100YKA3-A/PKA-M100KA2 | MITSUBISHI ELECTRIC | Non Ducted | Single Split System | 10 | 11.2 | INELIGIBLE | 0 | 0 | 0 | 0 | 0 | 0
PUZ-ZM100YKA3-A/PKA-M100KAL2 | MITSUBISHI ELECTRIC | Non Ducted | Single Split System | 10 | 11.2 | INELIGIBLE | 0 | 0 | 0 | 0 | 0 | 0
PUZ-ZM100YKA3-A/PKA-M100KA | MITSUBISHI ELECTRIC | Non Ducted | Single Split System | 10 | 11.2 | INELIGIBLE | 0 | 0 | 0 | 0 | 0 | 0
PUZ-ZM100YKA3-A/PKA-M100KAL | MITSUBISHI ELECTRIC | Non Ducted | Single Split System | 10 | 11.2 | INELIGIBLE | 0 | 0 | 0 | 0 | 0 | 0
PUZ-ZM100YKA2-A/PKA-M100KA2 | MITSUBISHI ELECTRIC | Non Ducted | Single Split System | 10 | 11.2 | INELIGIBLE | 0 | 0 | 0 | 0 | 0 | 0
PUZ-ZM100YKA2-A/PKA-M100KAL2 | MITSUBISHI ELECTRIC | Non Ducted | Single Split System | 10 | 11.2 | INELIGIBLE | 0 | 0 | 0 | 0 | 0 | 0
PUZ-ZM100YKA2-A/PKA-M100KA | MITSUBISHI ELECTRIC | Non Ducted | Single Split System | 10 | 11.2 | INELIGIBLE | 0 | 0 | 0 | 0 | 0 | 0
PUZ-ZM100YKA2-A/PKA-M100KAL | MITSUBISHI ELECTRIC | Non Ducted | Single Split System | 10 | 11.2 | INELIGIBLE | 0 | 0 | 0 | 0 | 0 | 0
PUZ-ZM100YKA3-A/PKA-M100KA2 Series | MITSUBISHI ELECTRIC | Non Ducted | Single Split System | 10 | 11.2 | INELIGIBLE | 0 | 0 | 0 | 0 | 0 | 0
PUZ-ZM100YKA3-A/PKA-M100KAL3 | MITSUBISHI ELECTRIC | Non Ducted | Single Split System | 10 | 11.2 | INELIGIBLE | 0 | 0 | 0 | 0 | 0 | 0
PUZ-ZM100YKA3-A/PKA-M100KA3 | MITSUBISHI ELECTRIC | Non Ducted | Single Split System | 10 | 11.2 | INELIGIBLE | 0 | 0 | 0 | 0 | 0 | 0
PUZ-ZM125YKA-A/PCA-M125KA Series | MITSUBISHI ELECTRIC | Non Ducted | Single Split System | 12.5 | 14 | INELIGIBLE | 0 | 0 | 0 | 0 | 0 | 0
PUZ-ZM125YKA2-A/PCA-M125KA3 | MITSUBISHI ELECTRIC | Non Ducted | Single Split System | 12.5 | 14 | INELIGIBLE | 0 | 0 | 0 | 0 | 0 | 0
PUZ-ZM125YKA-A/PCA-M125KA3 | MITSUBISHI ELECTRIC | Non Ducted | Single Split System | 12.5 | 14 | INELIGIBLE | 0 | 0 | 0 | 0 | 0 | 0
PUZ-ZM125YKA-A/PCA-M125KA2 | MITSUBISHI ELECTRIC | Non Ducted | Single Split System | 12.5 | 14 | INELIGIBLE | 0 | 0 | 0 | 0 | 0 | 0
PUZ-ZM125YKA2-A/PCA-M125KA | MITSUBISHI ELECTRIC | Non Ducted | Single Split System | 12.5 | 14 | INELIGIBLE | 0 | 0 | 0 | 0 | 0 | 0
PUZ-ZM125YKA2-A/PCA-M125KA2 | MITSUBISHI ELECTRIC | Non Ducted | Single Split System | 12.5 | 14 | INELIGIBLE | 0 | 0 | 0 | 0 | 0 | 0
PUZ-ZM125YKA-A/PCA-M125KA | MITSUBISHI ELECTRIC | Non Ducted | Single Split System | 12.5 | 14 | INELIGIBLE | 0 | 0 | 0 | 0 | 0 | 0
PUZ-ZM140VKA2-A/PCA-M140KA3 | MITSUBISHI ELECTRIC | Non Ducted | Single Split System | 13.5 | 16 | INELIGIBLE | 0 | 0 | 0 | 0 | 0 | 0
PUZ-ZM140VKA-A/PCA-M140KA3 | MITSUBISHI ELECTRIC | Non Ducted | Single Split System | 13.5 | 16 | INELIGIBLE | 0 | 0 | 0 | 0 | 0 | 0
PUZ-ZM140VKA-A/PCA-M140KA | MITSUBISHI ELECTRIC | Non Ducted | Single Split System | 13.5 | 16 | INELIGIBLE | 0 | 0 | 0 | 0 | 0 | 0
PUZ-ZM140VKA-A/PCA-M140KA2 | MITSUBISHI ELECTRIC | Non Ducted | Single Split System | 13.5 | 16 | INELIGIBLE | 0 | 0 | 0 | 0 | 0 | 0
PUZ-ZM140VKA2-A/PCA-M140KA | MITSUBISHI ELECTRIC | Non Ducted | Single Split System | 13.5 | 16 | INELIGIBLE | 0 | 0 | 0 | 0 | 0 | 0
PUZ-ZM140VKA2-A/PCA-M140KA2 | MITSUBISHI ELECTRIC | Non Ducted | Single Split System | 13.5 | 16 | INELIGIBLE | 0 | 0 | 0 | 0 | 0 | 0
PUZ-ZM140VKA-A/PCA-M140KA Series | MITSUBISHI ELECTRIC | Non Ducted | Single Split System | 13.5 | 16 | INELIGIBLE | 0 | 0 | 0 | 0 | 0 | 0
PUZ-ZM71VHA2-A/PKA-M71KA3 | MITSUBISHI ELECTRIC | Non Ducted | Single Split System | 7.1 | 8 | INELIGIBLE | 0 | 0 | 0 | 0 | 0 | 0
PUZ-ZM71VHA2-A/PKA-M71KAL3 | MITSUBISHI ELECTRIC | Non Ducted | Single Split System | 7.1 | 8 | INELIGIBLE | 0 | 0 | 0 | 0 | 0 | 0
PUZ-ZM71VHA*-A/PKA-M71KA** Series | MITSUBISHI ELECTRIC | Non Ducted | Single Split System | 7.1 | 8 | INELIGIBLE | 0 | 0 | 0 | 0 | 0 | 0
PUZ-ZM71VHA-A/PKA-M71KA | MITSUBISHI ELECTRIC | Non Ducted | Single Split System | 7.1 | 8 | INELIGIBLE | 0 | 0 | 0 | 0 | 0 | 0
PUZ-ZM71VHA-A/PKA-M71KAL | MITSUBISHI ELECTRIC | Non Ducted | Single Split System | 7.1 | 8 | INELIGIBLE | 0 | 0 | 0 | 0 | 0 | 0
PUZ-ZM71VHA2-A/PKA-M71KA2 | MITSUBISHI ELECTRIC | Non Ducted | Single Split System | 7.1 | 8 | INELIGIBLE | 0 | 0 | 0 | 0 | 0 | 0
PUZ-ZM71VHA2-A/PKA-M71KAL2 | MITSUBISHI ELECTRIC | Non Ducted | Single Split System | 7.1 | 8 | INELIGIBLE | 0 | 0 | 0 | 0 | 0 | 0
PUZ-ZM71VHA-A/PKA-M71KA2 | MITSUBISHI ELECTRIC | Non Ducted | Single Split System | 7.1 | 8 | INELIGIBLE | 0 | 0 | 0 | 0 | 0 | 0
PUZ-ZM71VHA-A/PKA-M71KAL2 | MITSUBISHI ELECTRIC | Non Ducted | Single Split System | 7.1 | 8 | INELIGIBLE | 0 | 0 | 0 | 0 | 0 | 0
PUZ-ZM71VHA2-A/PKA-M71KA | MITSUBISHI ELECTRIC | Non Ducted | Single Split System | 7.1 | 8 | INELIGIBLE | 0 | 0 | 0 | 0 | 0 | 0
PUZ-ZM71VHA2-A/PKA-M71KAL | MITSUBISHI ELECTRIC | Non Ducted | Single Split System | 7.1 | 8 | INELIGIBLE | 0 | 0 | 0 | 0 | 0 | 0
PUZ-ZM100VKA2-A/PCA-M100KA3 | MITSUBISHI ELECTRIC | Non Ducted | Single Split System | 10 | 11.2 | ELIGIBLE | 63 | 378 | 1906.38 | 73 | 572 | 2383.18
PUZ-ZM100VKA-A/PCA-M100KA | MITSUBISHI ELECTRIC | Non Ducted | Single Split System | 10 | 11.2 | ELIGIBLE | 63 | 378 | 1906.38 | 73 | 572 | 2383.18
PUZ-ZM100VKA-A/PCA-M100KA2 | MITSUBISHI ELECTRIC | Non Ducted | Single Split System | 10 | 11.2 | ELIGIBLE | 63 | 378 | 1906.38 | 73 | 572 | 2383.18
PUZ-ZM100VKA2-A/PCA-M100KA | MITSUBISHI ELECTRIC | Non Ducted | Single Split System | 10 | 11.2 | ELIGIBLE | 63 | 378 | 1906.38 | 73 | 572 | 2383.18
PUZ-ZM100VKA2-A/PCA-M100KA2 | MITSUBISHI ELECTRIC | Non Ducted | Single Split System | 10 | 11.2 | ELIGIBLE | 63 | 378 | 1906.38 | 73 | 572 | 2383.18
PUZ-ZM100VKA-A/PCA-M100KA Series | MITSUBISHI ELECTRIC | Non Ducted | Single Split System | 10 | 11.2 | ELIGIBLE | 63 | 378 | 1906.38 | 73 | 572 | 2383.18
PUZ-ZM100YKA3-A/PCA-M100KA | MITSUBISHI ELECTRIC | Non Ducted | Single Split System | 10 | 11.2 | INELIGIBLE | 0 | 0 | 0 | 0 | 0 | 0
PUZ-ZM100YKA2-A/PCA-M100KA2 | MITSUBISHI ELECTRIC | Non Ducted | Single Split System | 10 | 11.2 | INELIGIBLE | 0 | 0 | 0 | 0 | 0 | 0
PUZ-ZM100YKA2-A/PCA-M100KA | MITSUBISHI ELECTRIC | Non Ducted | Single Split System | 10 | 11.2 | INELIGIBLE | 0 | 0 | 0 | 0 | 0 | 0
PUZ-ZM100YKA3-A/PCA-M100KA2 | MITSUBISHI ELECTRIC | Non Ducted | Single Split System | 10 | 11.2 | INELIGIBLE | 0 | 0 | 0 | 0 | 0 | 0
PUZ-ZM100YKA3/PCA-M100KA Series | MITSUBISHI ELECTRIC | Non Ducted | Single Split System | 10 | 11.2 | INELIGIBLE | 0 | 0 | 0 | 0 | 0 | 0
PUZ-ZM100YKA3-A/PCA-M100KA3 | MITSUBISHI ELECTRIC | Non Ducted | Single Split System | 10 | 11.2 | INELIGIBLE | 0 | 0 | 0 | 0 | 0 | 0
PUZ-ZM100YKA2-A/PCA-M100KA3 | MITSUBISHI ELECTRIC | Non Ducted | Single Split System | 10 | 11.2 | INELIGIBLE | 0 | 0 | 0 | 0 | 0 | 0
PUZ-ZM125VKA-A/PCA-M125KA | MITSUBISHI ELECTRIC | Non Ducted | Single Split System | 12.5 | 14 | INELIGIBLE | 0 | 0 | 0 | 0 | 0 | 0
PUZ-ZM125VKA-A/PCA-M125KA2 | MITSUBISHI ELECTRIC | Non Ducted | Single Split System | 12.5 | 14 | INELIGIBLE | 0 | 0 | 0 | 0 | 0 | 0
PUZ-ZM125VKA2-A/PCA-M125KA | MITSUBISHI ELECTRIC | Non Ducted | Single Split System | 12.5 | 14 | INELIGIBLE | 0 | 0 | 0 | 0 | 0 | 0
PUZ-ZM125VKA2-A/PCA-M125KA2 | MITSUBISHI ELECTRIC | Non Ducted | Single Split System | 12.5 | 14 | INELIGIBLE | 0 | 0 | 0 | 0 | 0 | 0
PUZ-ZM125VKA-A/PCA-M125KA Series | MITSUBISHI ELECTRIC | Non Ducted | Single Split System | 12.5 | 14 | INELIGIBLE | 0 | 0 | 0 | 0 | 0 | 0
PUZ-ZM125VKA2-A/PCA-M125KA3 | MITSUBISHI ELECTRIC | Non Ducted | Single Split System | 12.5 | 14 | INELIGIBLE | 0 | 0 | 0 | 0 | 0 | 0
PUZ-ZM125VKA-A/PCA-M125KA3 | MITSUBISHI ELECTRIC | Non Ducted | Single Split System | 12.5 | 14 | INELIGIBLE | 0 | 0 | 0 | 0 | 0 | 0
PUZ-ZM140YKA2-A/PCA-M140KA3 | MITSUBISHI ELECTRIC | Non Ducted | Single Split System | 13.5 | 16 | INELIGIBLE | 0 | 0 | 0 | 0 | 0 | 0
PUZ-ZM140YKA-A/PCA-M140KA | MITSUBISHI ELECTRIC | Non Ducted | Single Split System | 13.5 | 16 | INELIGIBLE | 0 | 0 | 0 | 0 | 0 | 0
PUZ-ZM140YKA-A/PCA-M140KA2 | MITSUBISHI ELECTRIC | Non Ducted | Single Split System | 13.5 | 16 | INELIGIBLE | 0 | 0 | 0 | 0 | 0 | 0
PUZ-ZM140YKA2-A/PCA-M140KA | MITSUBISHI ELECTRIC | Non Ducted | Single Split System | 13.5 | 16 | INELIGIBLE | 0 | 0 | 0 | 0 | 0 | 0
PUZ-ZM140YKA2-A/PCA-M140KA2 | MITSUBISHI ELECTRIC | Non Ducted | Single Split System | 13.5 | 16 | INELIGIBLE | 0 | 0 | 0 | 0 | 0 | 0
PUZ-ZM140YKA-A/PCA-M140KA Series | MITSUBISHI ELECTRIC | Non Ducted | Single Split System | 13.5 | 16 | INELIGIBLE | 0 | 0 | 0 | 0 | 0 | 0
PUZ-ZM140YKA-A/PCA-M140KA3 | MITSUBISHI ELECTRIC | Non Ducted | Single Split System | 13.5 | 16 | INELIGIBLE | 0 | 0 | 0 | 0 | 0 | 0
PUZ-ZM100VKA2-A/PKA-M100KAL3 | MITSUBISHI ELECTRIC | Non Ducted | Single Split System | 10 | 11.2 | INELIGIBLE | 0 | 0 | 0 | 0 | 0 | 0
PUZ-ZM100VKA2-A/PKA-M100KA3 | MITSUBISHI ELECTRIC | Non Ducted | Single Split System | 10 | 11.2 | INELIGIBLE | 0 | 0 | 0 | 0 | 0 | 0
PUZ-ZM100VKA-A/PKA-M100KAL2 | MITSUBISHI ELECTRIC | Non Ducted | Single Split System | 10 | 11.2 | INELIGIBLE | 0 | 0 | 0 | 0 | 0 | 0
PUZ-ZM100VKA-A/PKA-M100KA2 | MITSUBISHI ELECTRIC | Non Ducted | Single Split System | 10 | 11.2 | INELIGIBLE | 0 | 0 | 0 | 0 | 0 | 0
PUZ-ZM100VKA-A/PKA-M100KAL | MITSUBISHI ELECTRIC | Non Ducted | Single Split System | 10 | 11.2 | INELIGIBLE | 0 | 0 | 0 | 0 | 0 | 0
PUZ-ZM100VKA-A/PKA-M100KA | MITSUBISHI ELECTRIC | Non Ducted | Single Split System | 10 | 11.2 | INELIGIBLE | 0 | 0 | 0 | 0 | 0 | 0
PUZ-ZM100VKA-A/PKA-M100KA Series | MITSUBISHI ELECTRIC | Non Ducted | Single Split System | 10 | 11.2 | INELIGIBLE | 0 | 0 | 0 | 0 | 0 | 0
PUZ-ZM100VKA2-A/PKA-M100KAL | MITSUBISHI ELECTRIC | Non Ducted | Single Split System | 10 | 11.2 | INELIGIBLE | 0 | 0 | 0 | 0 | 0 | 0
PUZ-ZM100VKA2-A/PKA-M100KA | MITSUBISHI ELECTRIC | Non Ducted | Single Split System | 10 | 11.2 | INELIGIBLE | 0 | 0 | 0 | 0 | 0 | 0
PUZ-ZM100VKA2-A/PKA-M100KAL2 | MITSUBISHI ELECTRIC | Non Ducted | Single Split System | 10 | 11.2 | INELIGIBLE | 0 | 0 | 0 | 0 | 0 | 0
PUZ-ZM100VKA2-A/PKA-M100KA2 | MITSUBISHI ELECTRIC | Non Ducted | Single Split System | 10 | 11.2 | INELIGIBLE | 0 | 0 | 0 | 0 | 0 | 0
MUZ-GS35VFD2/MSZ-GS35VFD | MITSUBISHI ELECTRIC | Non Ducted | Single Split System | 3.4 | 3.7 | INELIGIBLE | 0 | 0 | 0 | 0 | 0 | 0
MUZ-GS35VFD/MSZ-GS35VFD2 | MITSUBISHI ELECTRIC | Non Ducted | Single Split System | 3.4 | 3.7 | INELIGIBLE | 0 | 0 | 0 | 0 | 0 | 0
MUZ-GS35VFD2/MSZ-GS35VFD2 | MITSUBISHI ELECTRIC | Non Ducted | Single Split System | 3.4 | 3.7 | INELIGIBLE | 0 | 0 | 0 | 0 | 0 | 0
MUZ-GS35VFD2/MSZ-GS35VFD2 Series | MITSUBISHI ELECTRIC | Non Ducted | Single Split System | 3.4 | 3.7 | INELIGIBLE | 0 | 0 | 0 | 0 | 0 | 0
MUZ-GS71VFD2/MSZ-GS71VFD | MITSUBISHI ELECTRIC | Non Ducted | Single Split System | 7.1 | 8 | ELIGIBLE | 42 | -14 | 943.32 | 48 | 108 | 1218.48
MUZ-GS71VFD/MSZ-GS71VFD2 | MITSUBISHI ELECTRIC | Non Ducted | Single Split System | 7.1 | 8 | ELIGIBLE | 42 | -14 | 943.32 | 48 | 108 | 1218.48
MUZ-GS71VFD2/MSZ-GS71VFD2 | MITSUBISHI ELECTRIC | Non Ducted | Single Split System | 7.1 | 8 | ELIGIBLE | 42 | -14 | 943.32 | 48 | 108 | 1218.48
SUZ-M35VAD-A/MLZ-KP35VF | MITSUBISHI ELECTRIC | Non Ducted | Single Split System | 3.5 | 4.1 | INELIGIBLE | 0 | 0 | 0 | 0 | 0 | 0
SUZ-M35VAD-A/MLZ-KP35VG | MITSUBISHI ELECTRIC | Non Ducted | Single Split System | 3.5 | 4.1 | INELIGIBLE | 0 | 0 | 0 | 0 | 0 | 0
SUZ-M35VAD2-A/MLZ-KP35VG | MITSUBISHI ELECTRIC | Non Ducted | Single Split System | 3.5 | 4.1 | INELIGIBLE | 0 | 0 | 0 | 0 | 0 | 0
SUZ-M35VAD2-A/MLZ-KP35V Series | MITSUBISHI ELECTRIC | Non Ducted | Single Split System | 3.5 | 4.1 | INELIGIBLE | 0 | 0 | 0 | 0 | 0 | 0
SUZ-M50VAD-A/MLZ-KP50VF | MITSUBISHI ELECTRIC | Non Ducted | Single Split System | 5 | 6 | INELIGIBLE | 0 | 0 | 0 | 0 | 0 | 0
SUZ-M50VAD-A/MLZ-KP50VG | MITSUBISHI ELECTRIC | Non Ducted | Single Split System | 5 | 6 | INELIGIBLE | 0 | 0 | 0 | 0 | 0 | 0
SUZ-M50VAD2-A/MLZ-KP50VG | MITSUBISHI ELECTRIC | Non Ducted | Single Split System | 5 | 6 | INELIGIBLE | 0 | 0 | 0 | 0 | 0 | 0
SUZ-M50VAD2-A/MLZ-KP50VF | MITSUBISHI ELECTRIC | Non Ducted | Single Split System | 5 | 6 | INELIGIBLE | 0 | 0 | 0 | 0 | 0 | 0
SUZ-M50VAD2-A/MLZ-KP50V Series | MITSUBISHI ELECTRIC | Non Ducted | Single Split System | 5 | 6 | INELIGIBLE | 0 | 0 | 0 | 0 | 0 | 0
SUZ-M50VAD2-A/PEAD-M50JAAD | MITSUBISHI ELECTRIC | Ducted | Single Split System | 5 | 6 | ELIGIBLE | 33 | 158 | 946.58 | 39 | 255 | 1207.44
SUZ-M50VAD2-A/PEAD-M50JAA | MITSUBISHI ELECTRIC | Ducted | Single Split System | 5 | 6 | ELIGIBLE | 33 | 158 | 946.58 | 39 | 255 | 1207.44
SUZ-M50VAD2-A/PEAD-M50JAA Series | MITSUBISHI ELECTRIC | Ducted | Single Split System | 5 | 6 | ELIGIBLE | 33 | 158 | 946.58 | 39 | 255 | 1207.44
SUZ-M50VAD-A/PEAD-M50JAAD | MITSUBISHI ELECTRIC | Ducted | Single Split System | 5 | 6 | ELIGIBLE | 33 | 158 | 946.58 | 39 | 255 | 1207.44
SUZ-M50VAD-A/PEAD-M50JAA | MITSUBISHI ELECTRIC | Ducted | Single Split System | 5 | 6 | ELIGIBLE | 33 | 158 | 946.58 | 39 | 255 | 1207.44
SUZ-M60VAD2-A/SEZ-M60DAL3 | MITSUBISHI ELECTRIC | Ducted | Single Split System | 6 | 7 | INELIGIBLE | 0 | 0 | 0 | 0 | 0 | 0
SUZ-M60VAD2-A/SEZ-M60DA3 | MITSUBISHI ELECTRIC | Ducted | Single Split System | 6 | 7 | INELIGIBLE | 0 | 0 | 0 | 0 | 0 | 0
SUZ-M60VAD2-A/SEZ-M60DAL | MITSUBISHI ELECTRIC | Ducted | Single Split System | 6 | 7 | INELIGIBLE | 0 | 0 | 0 | 0 | 0 | 0
SUZ-M60VAD2-A/SEZ-M60DA | MITSUBISHI ELECTRIC | Ducted | Single Split System | 6 | 7 | INELIGIBLE | 0 | 0 | 0 | 0 | 0 | 0
SUZ-M60VAD-A/SEZ-M60DAL3 | MITSUBISHI ELECTRIC | Ducted | Single Split System | 6 | 7 | INELIGIBLE | 0 | 0 | 0 | 0 | 0 | 0
SUZ-M60VAD-A/SEZ-M60DA3 | MITSUBISHI ELECTRIC | Ducted | Single Split System | 6 | 7 | INELIGIBLE | 0 | 0 | 0 | 0 | 0 | 0
SUZ-M60VAD2-A/SEZ-M60DA Series | MITSUBISHI ELECTRIC | Ducted | Single Split System | 6 | 7 | INELIGIBLE | 0 | 0 | 0 | 0 | 0 | 0
MUZ-LN60VGHZ/MSZ-LN60VGDR | MITSUBISHI ELECTRIC | Non Ducted | Single Split System | 6.1 | 6.8 | ELIGIBLE | 37 | 108 | 971.42 | 42 | 214 | 1221.52
MUZ-LN60VGHZ/MSZ-LN60VGDB | MITSUBISHI ELECTRIC | Non Ducted | Single Split System | 6.1 | 6.8 | ELIGIBLE | 37 | 108 | 971.42 | 42 | 214 | 1221.52
MUZ-LN60VGHZ/MSZ-LN60VGDV | MITSUBISHI ELECTRIC | Non Ducted | Single Split System | 6.1 | 6.8 | ELIGIBLE | 37 | 108 | 971.42 | 42 | 214 | 1221.52
MUZ-LN60VGHZ/MSZ-LN60VGD Series | MITSUBISHI ELECTRIC | Non Ducted | Single Split System | 6.1 | 6.8 | ELIGIBLE | 37 | 108 | 971.42 | 42 | 214 | 1221.52
SUZ-M50VAD-A/SLZ-M50FA-A | MITSUBISHI ELECTRIC | Non Ducted | Single Split System | 5 | 5 | INELIGIBLE | 0 | 0 | 0 | 0 | 0 | 0
SUZ-M50VAD2-A/SLZ-M50FA-A | MITSUBISHI ELECTRIC | Non Ducted | Single Split System | 5 | 5 | INELIGIBLE | 0 | 0 | 0 | 0 | 0 | 0
SUZ-M50VAD2-A/SLZ-M50FA3 | MITSUBISHI ELECTRIC | Non Ducted | Single Split System | 5 | 5 | INELIGIBLE | 0 | 0 | 0 | 0 | 0 | 0
SUZ-M50VAD-A/SLZ-M50FA3 | MITSUBISHI ELECTRIC | Non Ducted | Single Split System | 5 | 5 | INELIGIBLE | 0 | 0 | 0 | 0 | 0 | 0
SUZ-M50VAD2-A/SLZ-M50FA3 Series | MITSUBISHI ELECTRIC | Non Ducted | Single Split System | 5 | 5 | INELIGIBLE | 0 | 0 | 0 | 0 | 0 | 0
SUZ-M35VAD2-A/SLZ-M35FA-A | MITSUBISHI ELECTRIC | Non Ducted | Single Split System | 3.5 | 4 | INELIGIBLE | 0 | 0 | 0 | 0 | 0 | 0
SUZ-M35VAD-A/SLZ-M35FA-A | MITSUBISHI ELECTRIC | Non Ducted | Single Split System | 3.5 | 4 | INELIGIBLE | 0 | 0 | 0 | 0 | 0 | 0
SUZ-M35VAD2-A/SLZ-M35FA3 | MITSUBISHI ELECTRIC | Non Ducted | Single Split System | 3.5 | 4 | INELIGIBLE | 0 | 0 | 0 | 0 | 0 | 0
SUZ-M35VAD-A/SLZ-M35FA3 | MITSUBISHI ELECTRIC | Non Ducted | Single Split System | 3.5 | 4 | INELIGIBLE | 0 | 0 | 0 | 0 | 0 | 0
SUZ-M35VAD2-A/SLZ-M35FA3 Series | MITSUBISHI ELECTRIC | Non Ducted | Single Split System | 3.5 | 4 | INELIGIBLE | 0 | 0 | 0 | 0 | 0 | 0
MUZ-LN35VGHZ2/MSZ-LN35VG2V | MITSUBISHI ELECTRIC | Non Ducted | Single Split System | 3.5 | 4 | ELIGIBLE | 21 | 76 | 570.46 | 24 | 129 | 706.74
MUZ-LN35VGHZ2/MSZ-LN35VG2B | MITSUBISHI ELECTRIC | Non Ducted | Single Split System | 3.5 | 4 | ELIGIBLE | 21 | 76 | 570.46 | 24 | 129 | 706.74
MUZ-LN35VGHZ2/MSZ-LN35VG2R | MITSUBISHI ELECTRIC | Non Ducted | Single Split System | 3.5 | 4 | ELIGIBLE | 21 | 76 | 570.46 | 24 | 129 | 706.74
MUZ-LN35VGHZ2/MSZ-LN35VGD Series | MITSUBISHI ELECTRIC | Non Ducted | Single Split System | 3.5 | 4 | ELIGIBLE | 21 | 76 | 570.46 | 24 | 129 | 706.74
MUZ-LN35VGHZ2/MSZ-LN35VGDV | MITSUBISHI ELECTRIC | Non Ducted | Single Split System | 3.5 | 4 | ELIGIBLE | 21 | 76 | 570.46 | 24 | 129 | 706.74
MUZ-LN35VGHZ2/MSZ-LN35VGDB | MITSUBISHI ELECTRIC | Non Ducted | Single Split System | 3.5 | 4 | ELIGIBLE | 21 | 76 | 570.46 | 24 | 129 | 706.74
MUZ-LN35VGHZ2/MSZ-LN35VGDR | MITSUBISHI ELECTRIC | Non Ducted | Single Split System | 3.5 | 4 | ELIGIBLE | 21 | 76 | 570.46 | 24 | 129 | 706.74
MUZ-LN25VGHZ2/MSZ-LN25VG2R | MITSUBISHI ELECTRIC | Non Ducted | Single Split System | 2.5 | 3.2 | ELIGIBLE | 17 | 108 | 522.22 | 20 | 146 | 639
MUZ-LN25VGHZ2/MSZ-LN25VG2B | MITSUBISHI ELECTRIC | Non Ducted | Single Split System | 2.5 | 3.2 | ELIGIBLE | 17 | 108 | 522.22 | 20 | 146 | 639
MUZ-LN25VGHZ2/MSZ-LN25VG2V | MITSUBISHI ELECTRIC | Non Ducted | Single Split System | 2.5 | 3.2 | ELIGIBLE | 17 | 108 | 522.22 | 20 | 146 | 639
MUZ-LN25VGHZ2/MSZ-LN25VGDR | MITSUBISHI ELECTRIC | Non Ducted | Single Split System | 2.5 | 3.2 | ELIGIBLE | 17 | 108 | 522.22 | 20 | 146 | 639
MUZ-LN25VGHZ2/MSZ-LN25VGDB | MITSUBISHI ELECTRIC | Non Ducted | Single Split System | 2.5 | 3.2 | ELIGIBLE | 17 | 108 | 522.22 | 20 | 146 | 639
MUZ-LN25VGHZ2/MSZ-LN25VGDV | MITSUBISHI ELECTRIC | Non Ducted | Single Split System | 2.5 | 3.2 | ELIGIBLE | 17 | 108 | 522.22 | 20 | 146 | 639
MUZ-LN25VGHZ2/MSZ-LN25VGD Series | MITSUBISHI ELECTRIC | Non Ducted | Single Split System | 2.5 | 3.2 | ELIGIBLE | 17 | 108 | 522.22 | 20 | 146 | 639
MUZ-LN50VGHZ2/MSZ-LN50VG3R | MITSUBISHI ELECTRIC | Non Ducted | Single Split System | 5 | 6 | INELIGIBLE | 0 | 0 | 0 | 0 | 0 | 0
MUZ-LN50VGHZ2/MSZ-LN50VGDR | MITSUBISHI ELECTRIC | Non Ducted | Single Split System | 5 | 6 | INELIGIBLE | 0 | 0 | 0 | 0 | 0 | 0
MUZ-LN50VGHZ2/MSZ-LN50VGDB | MITSUBISHI ELECTRIC | Non Ducted | Single Split System | 5 | 6 | INELIGIBLE | 0 | 0 | 0 | 0 | 0 | 0
MUZ-LN50VGHZ2/MSZ-LN50VGDV | MITSUBISHI ELECTRIC | Non Ducted | Single Split System | 5 | 6 | INELIGIBLE | 0 | 0 | 0 | 0 | 0 | 0
MUZ-LN50VGHZ2/MSZ-LN50VG3B | MITSUBISHI ELECTRIC | Non Ducted | Single Split System | 5 | 6 | INELIGIBLE | 0 | 0 | 0 | 0 | 0 | 0
MUZ-LN50VGHZ2/MSZ-LN50VG3V | MITSUBISHI ELECTRIC | Non Ducted | Single Split System | 5 | 6 | INELIGIBLE | 0 | 0 | 0 | 0 | 0 | 0
MUZ-LN50VGHZ2/MSZ-LN50VGD Series | MITSUBISHI ELECTRIC | Non Ducted | Single Split System | 5 | 6 | INELIGIBLE | 0 | 0 | 0 | 0 | 0 | 0
FDCA140VNX-W / FDU140VH | MITSUBISHI HEAVY INDUSTRIES | Ducted | Single Split System | 14 | 16 | INELIGIBLE | 0 | 0 | 0 | 0 | 0 | 0
FDC140VNX-W / FDU140VH | MITSUBISHI HEAVY INDUSTRIES | Ducted | Single Split System | 14 | 16 | INELIGIBLE | 0 | 0 | 0 | 0 | 0 | 0
FDC(A)140VNX-W / FDU140VH | MITSUBISHI HEAVY INDUSTRIES | Ducted | Single Split System | 14 | 16 | INELIGIBLE | 0 | 0 | 0 | 0 | 0 | 0
FDCA140VSX-W / FDU140VH | MITSUBISHI HEAVY INDUSTRIES | Ducted | Single Split System | 14 | 16 | INELIGIBLE | 0 | 0 | 0 | 0 | 0 | 0
FDC140VSX-W / FDU140VH | MITSUBISHI HEAVY INDUSTRIES | Ducted | Single Split System | 14 | 16 | INELIGIBLE | 0 | 0 | 0 | 0 | 0 | 0
FDC(A)140VSX-W / FDU140VH | MITSUBISHI HEAVY INDUSTRIES | Ducted | Single Split System | 14 | 16 | INELIGIBLE | 0 | 0 | 0 | 0 | 0 | 0
FDCA140VNX-W / FDE140VH | MITSUBISHI HEAVY INDUSTRIES | Non Ducted | Single Split System | 14 | 16 | ELIGIBLE | 87 | 244 | 2271.22 | 101 | 515 | 2937.96
FDC140VNX-W / FDE140VH | MITSUBISHI HEAVY INDUSTRIES | Non Ducted | Single Split System | 14 | 16 | ELIGIBLE | 87 | 244 | 2271.22 | 101 | 515 | 2937.96
FDC(A)140VNX-W / FDE140VH | MITSUBISHI HEAVY INDUSTRIES | Non Ducted | Single Split System | 14 | 16 | ELIGIBLE | 87 | 244 | 2271.22 | 101 | 515 | 2937.96
FDCA140VSX-W / FDE140VH | MITSUBISHI HEAVY INDUSTRIES | Non Ducted | Single Split System | 14 | 16 | ELIGIBLE | 87 | 244 | 2271.22 | 102 | 515 | 2960.42
FDC140VSX-W / FDE140VH | MITSUBISHI HEAVY INDUSTRIES | Non Ducted | Single Split System | 14 | 16 | ELIGIBLE | 87 | 244 | 2271.22 | 102 | 515 | 2960.42
FDC(A)140VSX-W / FDE140VH | MITSUBISHI HEAVY INDUSTRIES | Non Ducted | Single Split System | 14 | 16 | ELIGIBLE | 87 | 244 | 2271.22 | 102 | 515 | 2960.42
FDCA140VNX-W / FDT140VH | MITSUBISHI HEAVY INDUSTRIES | Non Ducted | Single Split System | 14 | 16 | ELIGIBLE | 89 | 362 | 2469.54 | 103 | 633 | 3136.28
FDC140VNX-W / FDT140VH | MITSUBISHI HEAVY INDUSTRIES | Non Ducted | Single Split System | 14 | 16 | ELIGIBLE | 89 | 362 | 2469.54 | 103 | 633 | 3136.28
FDC(A)140VNX-W / FDT140VH | MITSUBISHI HEAVY INDUSTRIES | Non Ducted | Single Split System | 14 | 16 | ELIGIBLE | 89 | 362 | 2469.54 | 103 | 633 | 3136.28
FDC140VSX-W / FDT140VH | MITSUBISHI HEAVY INDUSTRIES | Non Ducted | Single Split System | 14 | 16 | ELIGIBLE | 89 | 362 | 2469.54 | 103 | 633 | 3136.28
FDCA140VSX-W / FDT140VH | MITSUBISHI HEAVY INDUSTRIES | Non Ducted | Single Split System | 14 | 16 | ELIGIBLE | 89 | 362 | 2469.54 | 103 | 633 | 3136.28
FDC(A)140VSX-W / FDT140VH | MITSUBISHI HEAVY INDUSTRIES | Non Ducted | Single Split System | 14 | 16 | ELIGIBLE | 89 | 362 | 2469.54 | 103 | 633 | 3136.28
FDCA125VNX-W / FDU125VH | MITSUBISHI HEAVY INDUSTRIES | Ducted | Single Split System | 12.5 | 14 | INELIGIBLE | 0 | 0 | 0 | 0 | 0 | 0
FDC125VNX-W / FDU125VH | MITSUBISHI HEAVY INDUSTRIES | Ducted | Single Split System | 12.5 | 14 | INELIGIBLE | 0 | 0 | 0 | 0 | 0 | 0
FDC(A)125VNX-W / FDU125VH | MITSUBISHI HEAVY INDUSTRIES | Ducted | Single Split System | 12.5 | 14 | INELIGIBLE | 0 | 0 | 0 | 0 | 0 | 0
FDCA125VSX-W / FDU125VH | MITSUBISHI HEAVY INDUSTRIES | Ducted | Single Split System | 12.5 | 14 | ELIGIBLE | 76 | 304 | 2102.16 | 88 | 546 | 2686.28
FDC125VSX-W / FDU125VH | MITSUBISHI HEAVY INDUSTRIES | Ducted | Single Split System | 12.5 | 14 | ELIGIBLE | 76 | 304 | 2102.16 | 88 | 546 | 2686.28
FDC(A)125VSX-W / FDU125VH | MITSUBISHI HEAVY INDUSTRIES | Ducted | Single Split System | 12.5 | 14 | ELIGIBLE | 76 | 304 | 2102.16 | 88 | 546 | 2686.28
FDCA125VNX-W / FDE125VH | MITSUBISHI HEAVY INDUSTRIES | Non Ducted | Single Split System | 12.5 | 14 | ELIGIBLE | 80 | 388 | 2301.2 | 93 | 630 | 2907.78
FDC125VNX-W / FDE125VH | MITSUBISHI HEAVY INDUSTRIES | Non Ducted | Single Split System | 12.5 | 14 | ELIGIBLE | 80 | 388 | 2301.2 | 93 | 630 | 2907.78
FDC(A)125VNX-W / FDE125VH | MITSUBISHI HEAVY INDUSTRIES | Non Ducted | Single Split System | 12.5 | 14 | ELIGIBLE | 80 | 388 | 2301.2 | 93 | 630 | 2907.78
FDCA125VSX-W / FDE125VH | MITSUBISHI HEAVY INDUSTRIES | Non Ducted | Single Split System | 12.5 | 14 | ELIGIBLE | 80 | 147 | 1987.9 | 93 | 389 | 2594.48
FDC125VSX-W / FDE125VH | MITSUBISHI HEAVY INDUSTRIES | Non Ducted | Single Split System | 12.5 | 14 | ELIGIBLE | 80 | 147 | 1987.9 | 93 | 389 | 2594.48
FDC(A)125VSX-W / FDE125VH | MITSUBISHI HEAVY INDUSTRIES | Non Ducted | Single Split System | 12.5 | 14 | ELIGIBLE | 80 | 147 | 1987.9 | 93 | 389 | 2594.48
FDCA125VNX-W / FDT125VH | MITSUBISHI HEAVY INDUSTRIES | Non Ducted | Single Split System | 12.5 | 14 | ELIGIBLE | 83 | 460 | 2462.18 | 96 | 703 | 3070.06
FDC125VNX-W / FDT125VH | MITSUBISHI HEAVY INDUSTRIES | Non Ducted | Single Split System | 12.5 | 14 | ELIGIBLE | 83 | 460 | 2462.18 | 96 | 703 | 3070.06
FDC(A)125VNX-W / FDT125VH | MITSUBISHI HEAVY INDUSTRIES | Non Ducted | Single Split System | 12.5 | 14 | ELIGIBLE | 83 | 460 | 2462.18 | 96 | 703 | 3070.06
FDCA125VSX-W / FDT125VH | MITSUBISHI HEAVY INDUSTRIES | Non Ducted | Single Split System | 12.5 | 14 | ELIGIBLE | 76 | 124 | 1868.16 | 88 | 366 | 2452.28
FDC125VSX-W / FDT125VH | MITSUBISHI HEAVY INDUSTRIES | Non Ducted | Single Split System | 12.5 | 14 | ELIGIBLE | 76 | 124 | 1868.16 | 88 | 366 | 2452.28
FDC(A)125VSX-W / FDT125VH | MITSUBISHI HEAVY INDUSTRIES | Non Ducted | Single Split System | 12.5 | 14 | ELIGIBLE | 76 | 124 | 1868.16 | 88 | 366 | 2452.28
FDCA125VNX-W / FDUA125VH | MITSUBISHI HEAVY INDUSTRIES | Ducted | Single Split System | 12.5 | 14 | INELIGIBLE | 0 | 0 | 0 | 0 | 0 | 0
FDC125VNX-W / FDUA125VF | MITSUBISHI HEAVY INDUSTRIES | Ducted | Single Split System | 12.5 | 14 | INELIGIBLE | 0 | 0 | 0 | 0 | 0 | 0
FDC(A)125VNX-W / FDUA125 | MITSUBISHI HEAVY INDUSTRIES | Ducted | Single Split System | 12.5 | 14 | INELIGIBLE | 0 | 0 | 0 | 0 | 0 | 0
FDCA125VSX-W / FDUA125VH | MITSUBISHI HEAVY INDUSTRIES | Ducted | Single Split System | 12.5 | 14 | ELIGIBLE | 77 | 113 | 1876.32 | 89 | 355 | 2460.44
FDC125VSX-W / FDUA125VF | MITSUBISHI HEAVY INDUSTRIES | Ducted | Single Split System | 12.5 | 14 | ELIGIBLE | 77 | 113 | 1876.32 | 89 | 355 | 2460.44
FDC(A)125VSX-W / FDUA125 | MITSUBISHI HEAVY INDUSTRIES | Ducted | Single Split System | 12.5 | 14 | ELIGIBLE | 77 | 113 | 1876.32 | 89 | 355 | 2460.44
FDCA140VSX-W / FDUA140VH | MITSUBISHI HEAVY INDUSTRIES | Ducted | Single Split System | 14 | 16 | INELIGIBLE | 0 | 0 | 0 | 0 | 0 | 0
FDC140VSX-W / FDUA140VG | MITSUBISHI HEAVY INDUSTRIES | Ducted | Single Split System | 14 | 16 | INELIGIBLE | 0 | 0 | 0 | 0 | 0 | 0
FDC(A)140VSX-W / FDUA140 | MITSUBISHI HEAVY INDUSTRIES | Ducted | Single Split System | 14 | 16 | INELIGIBLE | 0 | 0 | 0 | 0 | 0 | 0
FDCA140VNX-W / FDUA140VH | MITSUBISHI HEAVY INDUSTRIES | Ducted | Single Split System | 14 | 16 | INELIGIBLE | 0 | 0 | 0 | 0 | 0 | 0
FDC140VNX-W / FDUA140VG | MITSUBISHI HEAVY INDUSTRIES | Ducted | Single Split System | 14 | 16 | INELIGIBLE | 0 | 0 | 0 | 0 | 0 | 0
FDC(A)140VNX-W / FDUA140 | MITSUBISHI HEAVY INDUSTRIES | Ducted | Single Split System | 14 | 16 | INELIGIBLE | 0 | 0 | 0 | 0 | 0 | 0
FDCA125VNX / FDUA125VF (OUTDOOR / INDOOR) | MITSUBISHI HEAVY INDUSTRIES | Ducted | Single Split System | 12.5 | 14 | INELIGIBLE | 0 | 0 | 0 | 0 | 0 | 0
FDCA125VNX / FDUA125VH (OUTDOOR / INDOOR) | MITSUBISHI HEAVY INDUSTRIES | Ducted | Single Split System | 12.5 | 14 | INELIGIBLE | 0 | 0 | 0 | 0 | 0 | 0
FDCA125VNX / FDUA125 | MITSUBISHI HEAVY INDUSTRIES | Ducted | Single Split System | 12.5 | 14 | INELIGIBLE | 0 | 0 | 0 | 0 | 0 | 0
FDC125VSX / FDUA125VH | MITSUBISHI HEAVY INDUSTRIES | Ducted | Single Split System | 12.5 | 14 | INELIGIBLE | 0 | 0 | 0 | 0 | 0 | 0
FDC125VSX / FDUA125VF | MITSUBISHI HEAVY INDUSTRIES | Ducted | Single Split System | 12.5 | 14 | INELIGIBLE | 0 | 0 | 0 | 0 | 0 | 0
FDC125VSX / FDUA125 | MITSUBISHI HEAVY INDUSTRIES | Ducted | Single Split System | 12.5 | 14 | INELIGIBLE | 0 | 0 | 0 | 0 | 0 | 0
FDCA160VSA-W / FDUA160VH | MITSUBISHI HEAVY INDUSTRIES | Ducted | Single Split System | 16 | 18 | INELIGIBLE | 0 | 0 | 0 | 0 | 0 | 0
FDCA200VSA-W / FDUA200VH | MITSUBISHI HEAVY INDUSTRIES | Ducted | Single Split System | 20 | 22.4 | INELIGIBLE | 0 | 0 | 0 | 0 | 0 | 0
FDC100VNA-W / SRK100ZR-W | MITSUBISHI HEAVY INDUSTRIES | Non Ducted | Single Split System | 10 | 11.2 | INELIGIBLE | 0 | 0 | 0 | 0 | 0 | 0
FDCA100VNA-W / SRK100ZR-W | MITSUBISHI HEAVY INDUSTRIES | Non Ducted | Single Split System | 10 | 11.2 | INELIGIBLE | 0 | 0 | 0 | 0 | 0 | 0
FDC(A)100VNA-W / SRK100ZR-W | MITSUBISHI HEAVY INDUSTRIES | Non Ducted | Single Split System | 10 | 11.2 | INELIGIBLE | 0 | 0 | 0 | 0 | 0 | 0
FDCA100VSA-W / SRK100ZR-W | MITSUBISHI HEAVY INDUSTRIES | Non Ducted | Single Split System | 10 | 11.2 | INELIGIBLE | 0 | 0 | 0 | 0 | 0 | 0
FDC100VSA-W / SRK100ZR-W | MITSUBISHI HEAVY INDUSTRIES | Non Ducted | Single Split System | 10 | 11.2 | INELIGIBLE | 0 | 0 | 0 | 0 | 0 | 0
FDC(A)100VSA-W / SRK100ZR-W | MITSUBISHI HEAVY INDUSTRIES | Non Ducted | Single Split System | 10 | 11.2 | INELIGIBLE | 0 | 0 | 0 | 0 | 0 | 0
FDCA200VSA / FDUA200VH | MITSUBISHI HEAVY INDUSTRIES | Ducted | Single Split System | 20 | 22.4 | INELIGIBLE | 0 | 0 | 0 | 0 | 0 | 0
FDCA160VNX-W / FDUA160VH | MITSUBISHI HEAVY INDUSTRIES | Ducted | Single Split System | 16 | 18 | INELIGIBLE | 0 | 0 | 0 | 0 | 0 | 0
FDC125VNP-W / FDT125VH | MITSUBISHI HEAVY INDUSTRIES | Non Ducted | Single Split System | 12.1 | 12.1 | INELIGIBLE | 0 | 0 | 0 | 0 | 0 | 0
FDCA125VNP-W / FDT125VH | MITSUBISHI HEAVY INDUSTRIES | Non Ducted | Single Split System | 12.1 | 12.1 | INELIGIBLE | 0 | 0 | 0 | 0 | 0 | 0
FDC(A)125VNP-W / FDT125VH | MITSUBISHI HEAVY INDUSTRIES | Non Ducted | Single Split System | 12.1 | 12.1 | INELIGIBLE | 0 | 0 | 0 | 0 | 0 | 0
FDC125VNP-W / FDE125VH | MITSUBISHI HEAVY INDUSTRIES | Non Ducted | Single Split System | 12.1 | 12.1 | INELIGIBLE | 0 | 0 | 0 | 0 | 0 | 0
FDCA125VNP-W / FDE125VH | MITSUBISHI HEAVY INDUSTRIES | Non Ducted | Single Split System | 12.1 | 12.1 | INELIGIBLE | 0 | 0 | 0 | 0 | 0 | 0
FDC(A)125VNP-W / FDE125VH | MITSUBISHI HEAVY INDUSTRIES | Non Ducted | Single Split System | 12.1 | 12.1 | INELIGIBLE | 0 | 0 | 0 | 0 | 0 | 0
FDC125VNP-W / FDU125VH | MITSUBISHI HEAVY INDUSTRIES | Ducted | Single Split System | 12.1 | 12.1 | INELIGIBLE | 0 | 0 | 0 | 0 | 0 | 0
FDCA125VNP-W / FDU125VH | MITSUBISHI HEAVY INDUSTRIES | Ducted | Single Split System | 12.1 | 12.1 | INELIGIBLE | 0 | 0 | 0 | 0 | 0 | 0
FDC(A)125VNP-W / FDU125VH | MITSUBISHI HEAVY INDUSTRIES | Ducted | Single Split System | 12.1 | 12.1 | INELIGIBLE | 0 | 0 | 0 | 0 | 0 | 0
FDCA125VNP-W / FDUA125VH | MITSUBISHI HEAVY INDUSTRIES | Ducted | Single Split System | 12.1 | 12.1 | INELIGIBLE | 0 | 0 | 0 | 0 | 0 | 0
FDC(A)125VNP-W / FDUA125VH | MITSUBISHI HEAVY INDUSTRIES | Ducted | Single Split System | 12.1 | 12.1 | INELIGIBLE | 0 | 0 | 0 | 0 | 0 | 0
FDC125VNP-W / FDUA125VH | MITSUBISHI HEAVY INDUSTRIES | Ducted | Single Split System | 12.1 | 12.1 | INELIGIBLE | 0 | 0 | 0 | 0 | 0 | 0
SRC50ZSXA-W/SRR50ZS-W | MITSUBISHI HEAVY INDUSTRIES | Non Ducted | Single Split System | 5 | 5.4 | INELIGIBLE | 0 | 0 | 0 | 0 | 0 | 0
SRC60ZSXA-W / SRR60ZS-W | MITSUBISHI HEAVY INDUSTRIES | Non Ducted | Single Split System | 5.6 | 6.7 | INELIGIBLE | 0 | 0 | 0 | 0 | 0 | 0
SRK15/DXK05ZTLA-WF | MITSUBISHI HEAVY INDUSTRIES | Non Ducted | Single Split System | 1.5 | 2 | INELIGIBLE | 0 | 0 | 0 | 0 | 0 | 0
SRC15ZTLA-W/SRK15ZTLA-WF | MITSUBISHI HEAVY INDUSTRIES | Non Ducted | Single Split System | 1.5 | 2 | INELIGIBLE | 0 | 0 | 0 | 0 | 0 | 0
DXC05ZTLA-W/DXK05ZTLA-WF | MITSUBISHI HEAVY INDUSTRIES | Non Ducted | Single Split System | 1.5 | 2 | INELIGIBLE | 0 | 0 | 0 | 0 | 0 | 0
DXC05ZTLA-W/DXK05ZTLA-W | MITSUBISHI HEAVY INDUSTRIES | Non Ducted | Single Split System | 1.5 | 2 | INELIGIBLE | 0 | 0 | 0 | 0 | 0 | 0
SRC15ZTLA-W/SRK15ZTLA-W | MITSUBISHI HEAVY INDUSTRIES | Non Ducted | Single Split System | 1.5 | 2 | INELIGIBLE | 0 | 0 | 0 | 0 | 0 | 0
DXC07ZTLA-W/DXK07ZTLA-W | MITSUBISHI HEAVY INDUSTRIES | Non Ducted | Single Split System | 2 | 2.7 | INELIGIBLE | 0 | 0 | 0 | 0 | 0 | 0
SRC20ZTLA-W/SRK20ZTLA-WF | MITSUBISHI HEAVY INDUSTRIES | Non Ducted | Single Split System | 2 | 2.7 | INELIGIBLE | 0 | 0 | 0 | 0 | 0 | 0
DXC07ZTLA-W/DXK07ZTLA-WF | MITSUBISHI HEAVY INDUSTRIES | Non Ducted | Single Split System | 2 | 2.7 | INELIGIBLE | 0 | 0 | 0 | 0 | 0 | 0
SRC20ZTLA-W/SRK20ZTLA-W | MITSUBISHI HEAVY INDUSTRIES | Non Ducted | Single Split System | 2 | 2.7 | INELIGIBLE | 0 | 0 | 0 | 0 | 0 | 0
SRK20/DXK07ZTLA-WF | MITSUBISHI HEAVY INDUSTRIES | Non Ducted | Single Split System | 2 | 2.7 | INELIGIBLE | 0 | 0 | 0 | 0 | 0 | 0
SRC25ZTLA-W/SRK25ZTLA-WF | MITSUBISHI HEAVY INDUSTRIES | Non Ducted | Single Split System | 2.5 | 3 | INELIGIBLE | 0 | 0 | 0 | 0 | 0 | 0
DXC09ZTLA-W/DXK09ZTLA-WF | MITSUBISHI HEAVY INDUSTRIES | Non Ducted | Single Split System | 2.5 | 3 | INELIGIBLE | 0 | 0 | 0 | 0 | 0 | 0
SRC25ZTLA-W/SRK25ZTLA-W | MITSUBISHI HEAVY INDUSTRIES | Non Ducted | Single Split System | 2.5 | 3 | INELIGIBLE | 0 | 0 | 0 | 0 | 0 | 0
DXC09ZTLA-W/DXK09ZTLA-W | MITSUBISHI HEAVY INDUSTRIES | Non Ducted | Single Split System | 2.5 | 3 | INELIGIBLE | 0 | 0 | 0 | 0 | 0 | 0
SRK25/DXK09ZTLA-WF | MITSUBISHI HEAVY INDUSTRIES | Non Ducted | Single Split System | 2.5 | 3 | INELIGIBLE | 0 | 0 | 0 | 0 | 0 | 0
SRC50ZTLA-W / SRK50ZTLA-WF | MITSUBISHI HEAVY INDUSTRIES | Non Ducted | Single Split System | 5 | 5.8 | INELIGIBLE | 0 | 0 | 0 | 0 | 0 | 0
DXC18ZTLA-W / DXK18ZTLA-WF | MITSUBISHI HEAVY INDUSTRIES | Non Ducted | Single Split System | 5 | 5.8 | INELIGIBLE | 0 | 0 | 0 | 0 | 0 | 0
SRC50ZTLA-W / SRK50ZTLA-W | MITSUBISHI HEAVY INDUSTRIES | Non Ducted | Single Split System | 5 | 5.8 | INELIGIBLE | 0 | 0 | 0 | 0 | 0 | 0
DXC18ZTLA-W / DXK18ZTLA-W | MITSUBISHI HEAVY INDUSTRIES | Non Ducted | Single Split System | 5 | 5.8 | INELIGIBLE | 0 | 0 | 0 | 0 | 0 | 0
SRK50/DXK18ZTLA-WF | MITSUBISHI HEAVY INDUSTRIES | Non Ducted | Single Split System | 5 | 5.8 | INELIGIBLE | 0 | 0 | 0 | 0 | 0 | 0
SRC71ZTLA-W / SRK71ZTLA-W | MITSUBISHI HEAVY INDUSTRIES | Non Ducted | Single Split System | 7.1 | 8 | ELIGIBLE | 40 | -36 | 898.4 | 46 | 85 | 1143.66
DXC24ZTLA-W / DXK24ZTLA-W | MITSUBISHI HEAVY INDUSTRIES | Non Ducted | Single Split System | 7.1 | 8 | ELIGIBLE | 40 | -36 | 898.4 | 46 | 85 | 1143.66
SRK71/DXK24ZTLA-WF | MITSUBISHI HEAVY INDUSTRIES | Non Ducted | Single Split System | 7.1 | 8 | ELIGIBLE | 40 | -36 | 898.4 | 46 | 85 | 1143.66
SRC71ZTLA-W / SRK71ZTLA-WF | MITSUBISHI HEAVY INDUSTRIES | Non Ducted | Single Split System | 7.1 | 8 | ELIGIBLE | 40 | -36 | 898.4 | 46 | 85 | 1143.66
DXC24ZTLA-W / DXK24ZTLA-WF | MITSUBISHI HEAVY INDUSTRIES | Non Ducted | Single Split System | 7.1 | 8 | ELIGIBLE | 40 | -36 | 898.4 | 46 | 85 | 1143.66
DXC12ZTLA-W/DXK12ZTLA-WF | MITSUBISHI HEAVY INDUSTRIES | Non Ducted | Single Split System | 3.3 | 3.8 | INELIGIBLE | 0 | 0 | 0 | 0 | 0 | 0
DXC12ZTLA-W/DXK12ZTLA-W | MITSUBISHI HEAVY INDUSTRIES | Non Ducted | Single Split System | 3.3 | 3.8 | INELIGIBLE | 0 | 0 | 0 | 0 | 0 | 0
SRC35ZTLA-W/SRK35ZTLA-W | MITSUBISHI HEAVY INDUSTRIES | Non Ducted | Single Split System | 3.3 | 3.8 | INELIGIBLE | 0 | 0 | 0 | 0 | 0 | 0
SRC35ZTLA-W/SRK35ZTLA-WF | MITSUBISHI HEAVY INDUSTRIES | Non Ducted | Single Split System | 3.3 | 3.8 | INELIGIBLE | 0 | 0 | 0 | 0 | 0 | 0
SRK35/DXK12ZTLA-W | MITSUBISHI HEAVY INDUSTRIES | Non Ducted | Single Split System | 3.3 | 3.8 | INELIGIBLE | 0 | 0 | 0 | 0 | 0 | 0
SRC63ZTLA-W / SRK63ZTLA-WF | MITSUBISHI HEAVY INDUSTRIES | Non Ducted | Single Split System | 6.3 | 7.1 | ELIGIBLE | 37 | 65 | 915.52 | 42 | 173 | 1168.22
DXC21ZTLA-W / DXK21ZTLA-WF | MITSUBISHI HEAVY INDUSTRIES | Non Ducted | Single Split System | 6.3 | 7.1 | ELIGIBLE | 37 | 65 | 915.52 | 42 | 173 | 1168.22
SRC63ZTLA-W / SRK63ZTLA-W | MITSUBISHI HEAVY INDUSTRIES | Non Ducted | Single Split System | 6.3 | 7.1 | ELIGIBLE | 37 | 65 | 915.52 | 42 | 173 | 1168.22
DXC21ZTLA-W / DXK21ZTLA-W | MITSUBISHI HEAVY INDUSTRIES | Non Ducted | Single Split System | 6.3 | 7.1 | ELIGIBLE | 37 | 65 | 915.52 | 42 | 173 | 1168.22
SRK63/DXK21ZTLA-W | MITSUBISHI HEAVY INDUSTRIES | Non Ducted | Single Split System | 6.3 | 7.1 | ELIGIBLE | 37 | 65 | 915.52 | 42 | 173 | 1168.22
SRC20ZSXA-W/SRK20ZSXA-WF | MITSUBISHI HEAVY INDUSTRIES | Non Ducted | Single Split System | 2 | 2.7 | ELIGIBLE | 15 | 132 | 508.5 | 17 | 162 | 592.42
SRC25ZSXA-W/SRK25ZSXA-WF | MITSUBISHI HEAVY INDUSTRIES | Non Ducted | Single Split System | 2.5 | 3.2 | ELIGIBLE | 18 | 136 | 581.08 | 20 | 174 | 675.4
SRC35ZSXA-W/SRK35ZSXA-WF | MITSUBISHI HEAVY INDUSTRIES | Non Ducted | Single Split System | 3.5 | 4.3 | ELIGIBLE | 22 | 121 | 651.42 | 25 | 174 | 787.7
SRC50ZSXA-W/SRK50ZSXA-WF | MITSUBISHI HEAVY INDUSTRIES | Non Ducted | Single Split System | 5 | 6 | ELIGIBLE | 35 | 175 | 1013.6 | 39 | 261 | 1215.24
SRC60ZSXA-W/SRK60ZSXA-WF | MITSUBISHI HEAVY INDUSTRIES | Non Ducted | Single Split System | 6.1 | 6.8 | ELIGIBLE | 38 | 103 | 987.38 | 43 | 208 | 1236.18
SRC20ZSA-W/SRK20ZSA-WF | MITSUBISHI HEAVY INDUSTRIES | Non Ducted | Single Split System | 2 | 2.7 | ELIGIBLE | 14 | 76 | 413.24 | 15 | 106 | 474.7
DXC06ZSA-W/DXK06ZSA-WF | MITSUBISHI HEAVY INDUSTRIES | Non Ducted | Single Split System | 2 | 2.7 | ELIGIBLE | 14 | 76 | 413.24 | 15 | 106 | 474.7
SRK20/DXK06ZSA-WF | MITSUBISHI HEAVY INDUSTRIES | Non Ducted | Single Split System | 2 | 2.7 | ELIGIBLE | 14 | 76 | 413.24 | 15 | 106 | 474.7
SRC25ZSA-W/SRK25ZSA-WF | MITSUBISHI HEAVY INDUSTRIES | Non Ducted | Single Split System | 2.5 | 3.2 | INELIGIBLE | 0 | 0 | 0 | 0 | 0 | 0
DXC09ZSA-W/DXK09ZSA-WF | MITSUBISHI HEAVY INDUSTRIES | Non Ducted | Single Split System | 2.5 | 3.2 | INELIGIBLE | 0 | 0 | 0 | 0 | 0 | 0
SRK25/DXK09ZSA-WF | MITSUBISHI HEAVY INDUSTRIES | Non Ducted | Single Split System | 2.5 | 3.2 | INELIGIBLE | 0 | 0 | 0 | 0 | 0 | 0
SRC35ZSA-W/SRK35ZSA-WF | MITSUBISHI HEAVY INDUSTRIES | Non Ducted | Single Split System | 3.5 | 3.7 | INELIGIBLE | 0 | 0 | 0 | 0 | 0 | 0
DXC12ZSA-W/DXK12ZSA-WF | MITSUBISHI HEAVY INDUSTRIES | Non Ducted | Single Split System | 3.5 | 3.7 | INELIGIBLE | 0 | 0 | 0 | 0 | 0 | 0
SRK35/DXK12ZSA-WF | MITSUBISHI HEAVY INDUSTRIES | Non Ducted | Single Split System | 3.5 | 3.7 | INELIGIBLE | 0 | 0 | 0 | 0 | 0 | 0
SRC50ZSA-W/SRK50ZSA-WF | MITSUBISHI HEAVY INDUSTRIES | Non Ducted | Single Split System | 5 | 5.8 | INELIGIBLE | 0 | 0 | 0 | 0 | 0 | 0
DXC18ZSA-W/DXK18ZSA-WF | MITSUBISHI HEAVY INDUSTRIES | Non Ducted | Single Split System | 5 | 5.8 | INELIGIBLE | 0 | 0 | 0 | 0 | 0 | 0
SRK50/DXK18ZSA-WF | MITSUBISHI HEAVY INDUSTRIES | Non Ducted | Single Split System | 5 | 5.8 | INELIGIBLE | 0 | 0 | 0 | 0 | 0 | 0
SRC63ZRA-WF/SRK63ZRA-WF | MITSUBISHI HEAVY INDUSTRIES | Non Ducted | Single Split System | 6.3 | 7.1 | ELIGIBLE | 41 | 211 | 1195.16 | 47 | 319 | 1470.32
DXC21ZRA-WF/DXK63ZRA-WF | MITSUBISHI HEAVY INDUSTRIES | Non Ducted | Single Split System | 6.3 | 7.1 | ELIGIBLE | 41 | 211 | 1195.16 | 47 | 319 | 1470.32
SRK63/DXK21ZRA-WF | MITSUBISHI HEAVY INDUSTRIES | Non Ducted | Single Split System | 6.3 | 7.1 | ELIGIBLE | 41 | 211 | 1195.16 | 47 | 319 | 1470.32
SRC71ZRA-W/SRK71ZRA-WF | MITSUBISHI HEAVY INDUSTRIES | Non Ducted | Single Split System | 7.1 | 8 | ELIGIBLE | 44 | 204 | 1253.44 | 50 | 326 | 1546.8
DXC24ZRA-W/DXK24ZRA-WF | MITSUBISHI HEAVY INDUSTRIES | Non Ducted | Single Split System | 7.1 | 8 | ELIGIBLE | 44 | 204 | 1253.44 | 50 | 326 | 1546.8
SRK71/DXK24ZRA-WF | MITSUBISHI HEAVY INDUSTRIES | Non Ducted | Single Split System | 7.1 | 8 | ELIGIBLE | 44 | 204 | 1253.44 | 50 | 326 | 1546.8
SRC80ZRA-W/SRK80ZRA-WF | MITSUBISHI HEAVY INDUSTRIES | Non Ducted | Single Split System | 8 | 9 | ELIGIBLE | 47 | 148 | 1248.02 | 54 | 286 | 1584.64
DXC28ZRA-W/DXK28ZRA-WF | MITSUBISHI HEAVY INDUSTRIES | Non Ducted | Single Split System | 8 | 9 | ELIGIBLE | 47 | 148 | 1248.02 | 54 | 286 | 1584.64
SRK80/DXK28ZRA-WF | MITSUBISHI HEAVY INDUSTRIES | Non Ducted | Single Split System | 8 | 9 | ELIGIBLE | 47 | 148 | 1248.02 | 54 | 286 | 1584.64
SRC95ZRA-W/SRK95ZRA-WF | MITSUBISHI HEAVY INDUSTRIES | Non Ducted | Single Split System | 9.5 | 10.3 | ELIGIBLE | 56 | 218 | 1541.16 | 64 | 382 | 1934.04
DXC33ZRA-W/DXK33ZRA-WF | MITSUBISHI HEAVY INDUSTRIES | Non Ducted | Single Split System | 9.5 | 10.3 | ELIGIBLE | 56 | 218 | 1541.16 | 64 | 382 | 1934.04
SRK95/DXK33ZTLA-WF | MITSUBISHI HEAVY INDUSTRIES | Non Ducted | Single Split System | 9.5 | 10.3 | ELIGIBLE | 56 | 218 | 1541.16 | 64 | 382 | 1934.04
FDCA250VSA-W/FDUA250VH | MITSUBISHI HEAVY INDUSTRIES | Ducted | Single Split System | 23.5 | 28 | INELIGIBLE | 0 | 0 | 0 | 0 | 0 | 0
SRC71ZRA-W / SRK71ZRA-WF1 | MITSUBISHI HEAVY INDUSTRIES | Non Ducted | Single Split System | 7.1 | 8 | ELIGIBLE | 44 | 204 | 1253.44 | 50 | 326 | 1546.8
SRK71/DXK24ZRA-WF1 | MITSUBISHI HEAVY INDUSTRIES | Non Ducted | Single Split System | 7.1 | 8 | ELIGIBLE | 44 | 204 | 1253.44 | 50 | 326 | 1546.8
DXC24ZRA-W / DXK24ZRA-WF1 | MITSUBISHI HEAVY INDUSTRIES | Non Ducted | Single Split System | 7.1 | 8 | ELIGIBLE | 44 | 204 | 1253.44 | 50 | 326 | 1546.8
SRC80ZRA-W / SRK80ZRA-WF1 | MITSUBISHI HEAVY INDUSTRIES | Non Ducted | Single Split System | 8 | 9 | ELIGIBLE | 47 | 148 | 1248.02 | 54 | 286 | 1584.64
DXC28ZRA-W / DXK28ZRA-WF1 | MITSUBISHI HEAVY INDUSTRIES | Non Ducted | Single Split System | 8 | 9 | ELIGIBLE | 47 | 148 | 1248.02 | 54 | 286 | 1584.64
SRK80/DXK28ZRA-WF1 | MITSUBISHI HEAVY INDUSTRIES | Non Ducted | Single Split System | 8 | 9 | ELIGIBLE | 47 | 148 | 1248.02 | 54 | 286 | 1584.64
SRK80/DXK28ZRA-WF1 | MITSUBISHI HEAVY INDUSTRIES | Non Ducted | Single Split System | 8 | 9 | ELIGIBLE | 47 | 148 | 1248.02 | 54 | 286 | 1584.64
SRC20ZSA-W/SRK20ZSA-WF1 | MITSUBISHI HEAVY INDUSTRIES | Non Ducted | Single Split System | 2 | 2.7 | ELIGIBLE | 14 | 76 | 413.24 | 16 | 106 | 497.16
DXC06ZSA-W/DXK06ZSA-WF1 | MITSUBISHI HEAVY INDUSTRIES | Non Ducted | Single Split System | 2 | 2.7 | ELIGIBLE | 14 | 76 | 413.24 | 16 | 106 | 497.16
SRK20/DXK06ZSA-WF1 | MITSUBISHI HEAVY INDUSTRIES | Non Ducted | Single Split System | 2 | 2.7 | ELIGIBLE | 14 | 76 | 413.24 | 16 | 106 | 497.16
SRC95ZRA-W / SRK95ZRA-WF1 | MITSUBISHI HEAVY INDUSTRIES | Non Ducted | Single Split System | 9.5 | 10.3 | ELIGIBLE | 56 | 218 | 1541.16 | 64 | 382 | 1934.04
DXC33ZRA-W / DXK33ZRA-WF1 | MITSUBISHI HEAVY INDUSTRIES | Non Ducted | Single Split System | 9.5 | 10.3 | ELIGIBLE | 56 | 218 | 1541.16 | 64 | 382 | 1934.04
SRK95/DXK33ZRA-WF1 | MITSUBISHI HEAVY INDUSTRIES | Non Ducted | Single Split System | 9.5 | 10.3 | ELIGIBLE | 56 | 218 | 1541.16 | 64 | 382 | 1934.04
SRC25ZSA-W/SRK25ZSA-WF1 | MITSUBISHI HEAVY INDUSTRIES | Non Ducted | Single Split System | 2.5 | 3.2 | ELIGIBLE | 16 | 97 | 485.46 | 19 | 134 | 600.94
DXC09ZSA-W/DXK09ZSA-WF1 | MITSUBISHI HEAVY INDUSTRIES | Non Ducted | Single Split System | 2.5 | 3.2 | ELIGIBLE | 16 | 97 | 485.46 | 19 | 134 | 600.94
SRK25/DXK09ZSA-WF1 | MITSUBISHI HEAVY INDUSTRIES | Non Ducted | Single Split System | 2.5 | 3.2 | ELIGIBLE | 16 | 97 | 485.46 | 19 | 134 | 600.94
SRC63ZRA-W / SRK63ZRA-WF1 | MITSUBISHI HEAVY INDUSTRIES | Non Ducted | Single Split System | 6.3 | 7.1 | ELIGIBLE | 42 | 211 | 1217.62 | 47 | 319 | 1470.32
DXC21ZRA-W / DXK21ZRA-WF1 | MITSUBISHI HEAVY INDUSTRIES | Non Ducted | Single Split System | 6.3 | 7.1 | ELIGIBLE | 42 | 211 | 1217.62 | 47 | 319 | 1470.32
SRK63/DXK21ZRA-WF1 | MITSUBISHI HEAVY INDUSTRIES | Non Ducted | Single Split System | 6.3 | 7.1 | ELIGIBLE | 42 | 211 | 1217.62 | 47 | 319 | 1470.32
SRC35ZSA-W/SRK35ZSA-WF1 | MITSUBISHI HEAVY INDUSTRIES | Non Ducted | Single Split System | 3.5 | 3.7 | INELIGIBLE | 0 | 0 | 0 | 0 | 0 | 0
DXC12ZSA-W/DXK12ZSA-WF1 | MITSUBISHI HEAVY INDUSTRIES | Non Ducted | Single Split System | 3.5 | 3.7 | INELIGIBLE | 0 | 0 | 0 | 0 | 0 | 0
SRK35/DXK12ZSA-WF1 | MITSUBISHI HEAVY INDUSTRIES | Non Ducted | Single Split System | 3.5 | 3.7 | INELIGIBLE | 0 | 0 | 0 | 0 | 0 | 0
SRC50ZSA-W/SRK50ZSA-WF1 | MITSUBISHI HEAVY INDUSTRIES | Non Ducted | Single Split System | 5 | 5.8 | INELIGIBLE | 0 | 0 | 0 | 0 | 0 | 0
DXC18ZSA-W/DXK18ZSA-WF1 | MITSUBISHI HEAVY INDUSTRIES | Non Ducted | Single Split System | 5 | 5.8 | INELIGIBLE | 0 | 0 | 0 | 0 | 0 | 0
SRK50/DXK18ZSA-WF1 | MITSUBISHI HEAVY INDUSTRIES | Non Ducted | Single Split System | 5 | 5.8 | INELIGIBLE | 0 | 0 | 0 | 0 | 0 | 0
SRK/DXK_50/18ZSA-W | MITSUBISHI HEAVY INDUSTRIES | Non Ducted | Single Split System | 5 | 5.8 | INELIGIBLE | 0 | 0 | 0 | 0 | 0 | 0
SRC50ZSA-W / SRK50ZSA-W | MITSUBISHI HEAVY INDUSTRIES | Non Ducted | Single Split System | 5 | 5.8 | INELIGIBLE | 0 | 0 | 0 | 0 | 0 | 0
DXC18ZSA-W / DXK18ZSA-W | MITSUBISHI HEAVY INDUSTRIES | Non Ducted | Single Split System | 5 | 5.8 | INELIGIBLE | 0 | 0 | 0 | 0 | 0 | 0
SRK/DXK_20/06ZSA-W | MITSUBISHI HEAVY INDUSTRIES | Non Ducted | Single Split System | 2 | 2.7 | ELIGIBLE | 14 | 76 | 413.24 | 16 | 106 | 497.16
SRC20ZSA-W / SRK20ZSA-W | MITSUBISHI HEAVY INDUSTRIES | Non Ducted | Single Split System | 2 | 2.7 | ELIGIBLE | 14 | 76 | 413.24 | 16 | 106 | 497.16
DXC06ZSA-W / DXK06ZSA-W | MITSUBISHI HEAVY INDUSTRIES | Non Ducted | Single Split System | 2 | 2.7 | ELIGIBLE | 14 | 76 | 413.24 | 16 | 106 | 497.16
SRC35ZSA-W / SRK35ZSA-W | MITSUBISHI HEAVY INDUSTRIES | Non Ducted | Single Split System | 3.5 | 3.7 | INELIGIBLE | 0 | 0 | 0 | 0 | 0 | 0
SRK/DXK_35/12ZSA-W | MITSUBISHI HEAVY INDUSTRIES | Non Ducted | Single Split System | 3.5 | 3.7 | INELIGIBLE | 0 | 0 | 0 | 0 | 0 | 0
DXC12ZSA-W / DXK12ZSA-W | MITSUBISHI HEAVY INDUSTRIES | Non Ducted | Single Split System | 3.5 | 3.7 | INELIGIBLE | 0 | 0 | 0 | 0 | 0 | 0
SRK/DXK_25/09ZSA-W | MITSUBISHI HEAVY INDUSTRIES | Non Ducted | Single Split System | 2.5 | 3.2 | INELIGIBLE | 0 | 0 | 0 | 0 | 0 | 0
SRC25ZSA-W / SRK25ZSA-W | MITSUBISHI HEAVY INDUSTRIES | Non Ducted | Single Split System | 2.5 | 3.2 | INELIGIBLE | 0 | 0 | 0 | 0 | 0 | 0
DXC09ZSA-W / DXK09ZSA-W | MITSUBISHI HEAVY INDUSTRIES | Non Ducted | Single Split System | 2.5 | 3.2 | INELIGIBLE | 0 | 0 | 0 | 0 | 0 | 0
SRC35ZSA-W / SRR35ZS-W | MITSUBISHI HEAVY INDUSTRIES | Non Ducted | Single Split System | 3.5 | 4.2 | INELIGIBLE | 0 | 0 | 0 | 0 | 0 | 0
SRC25ZSA-W / SRR25ZS-W | MITSUBISHI HEAVY INDUSTRIES | Non Ducted | Single Split System | 2.5 | 3.4 | INELIGIBLE | 0 | 0 | 0 | 0 | 0 | 0
SRC20ZSXA-W / SRK20ZSXA-W | MITSUBISHI HEAVY INDUSTRIES | Non Ducted | Single Split System | 2 | 2.7 | ELIGIBLE | 15 | 132 | 508.5 | 17 | 162 | 592.42
SRC25ZSXA-W / SRK25ZSXA-W | MITSUBISHI HEAVY INDUSTRIES | Non Ducted | Single Split System | 2.5 | 3.2 | ELIGIBLE | 18 | 136 | 581.08 | 20 | 174 | 675.4
SRC60ZSXA-W / SRK60ZSXA-W | MITSUBISHI HEAVY INDUSTRIES | Non Ducted | Single Split System | 6.1 | 6.8 | ELIGIBLE | 38 | 103 | 987.38 | 43 | 208 | 1236.18
SRC35ZSXA-W / SRK35ZSXA-W | MITSUBISHI HEAVY INDUSTRIES | Non Ducted | Single Split System | 3.5 | 4.3 | ELIGIBLE | 22 | 121 | 651.42 | 25 | 174 | 787.7
SRC50ZSXA-W / SRK50ZSXA-W | MITSUBISHI HEAVY INDUSTRIES | Non Ducted | Single Split System | 5 | 6 | ELIGIBLE | 35 | 175 | 1013.6 | 39 | 261 | 1215.24
SRK95/DXK33ZRA-W | MITSUBISHI HEAVY INDUSTRIES | Non Ducted | Single Split System | 9.5 | 10.3 | ELIGIBLE | 57 | 218 | 1563.62 | 65 | 382 | 1956.5
DXC33ZRA-W /DXK33ZRA-W | MITSUBISHI HEAVY INDUSTRIES | Non Ducted | Single Split System | 9.5 | 10.3 | ELIGIBLE | 57 | 218 | 1563.62 | 65 | 382 | 1956.5
SRC95ZRA-W / SRK95ZRA-W | MITSUBISHI HEAVY INDUSTRIES | Non Ducted | Single Split System | 9.5 | 10.3 | ELIGIBLE | 57 | 218 | 1563.62 | 65 | 382 | 1956.5
SRK/DXK_71/24ZRA-W | MITSUBISHI HEAVY INDUSTRIES | Non Ducted | Single Split System | 7.1 | 8 | ELIGIBLE | 44 | 204 | 1253.44 | 50 | 326 | 1546.8
SRC71ZRA-W / SRK71ZRA-W | MITSUBISHI HEAVY INDUSTRIES | Non Ducted | Single Split System | 7.1 | 8 | ELIGIBLE | 44 | 204 | 1253.44 | 50 | 326 | 1546.8
DXC24ZRA-W / DXK24ZRA-W | MITSUBISHI HEAVY INDUSTRIES | Non Ducted | Single Split System | 7.1 | 8 | ELIGIBLE | 44 | 204 | 1253.44 | 50 | 326 | 1546.8
SRK/DXK_63/21ZRA-W | MITSUBISHI HEAVY INDUSTRIES | Non Ducted | Single Split System | 6.3 | 7.1 | ELIGIBLE | 42 | 211 | 1217.62 | 47 | 319 | 1470.32
DXC21ZRA-W/ DXK21ZRA-W | MITSUBISHI HEAVY INDUSTRIES | Non Ducted | Single Split System | 6.3 | 7.1 | ELIGIBLE | 42 | 211 | 1217.62 | 47 | 319 | 1470.32
SRC63ZRA-W / SRK63ZRA-W | MITSUBISHI HEAVY INDUSTRIES | Non Ducted | Single Split System | 6.3 | 7.1 | ELIGIBLE | 42 | 211 | 1217.62 | 47 | 319 | 1470.32
SRC35ZSA-W / FDTC35VH1 | MITSUBISHI HEAVY INDUSTRIES | Non Ducted | Single Split System | 3.5 | 4.25 | INELIGIBLE | 0 | 0 | 0 | 0 | 0 | 0
SRK/DXK_80/28_ZRA-W | MITSUBISHI HEAVY INDUSTRIES | Non Ducted | Single Split System | 8 | 9 | ELIGIBLE | 48 | 148 | 1270.48 | 55 | 286 | 1607.1
SRC80ZRA-W / SRK80ZRA-W | MITSUBISHI HEAVY INDUSTRIES | Non Ducted | Single Split System | 8 | 9 | ELIGIBLE | 48 | 148 | 1270.48 | 55 | 286 | 1607.1
DXC28ZRA-W / DXK28ZRA-W | MITSUBISHI HEAVY INDUSTRIES | Non Ducted | Single Split System | 8 | 9 | ELIGIBLE | 48 | 148 | 1270.48 | 55 | 286 | 1607.1
SRC25ZSA-W / FDTC25VH1 | MITSUBISHI HEAVY INDUSTRIES | Non Ducted | Single Split System | 2.5 | 3.4 | INELIGIBLE | 0 | 0 | 0 | 0 | 0 | 0
SRC50ZSXA-W / SRF50ZSX-W | MITSUBISHI HEAVY INDUSTRIES | Non Ducted | Single Split System | 5 | 6 | INELIGIBLE | 0 | 0 | 0 | 0 | 0 | 0
SRC25ZSA-W / SRF25ZS-W | MITSUBISHI HEAVY INDUSTRIES | Non Ducted | Single Split System | 2.5 | 3.4 | INELIGIBLE | 0 | 0 | 0 | 0 | 0 | 0
SRC35ZSA-W / SRF35ZS-W | MITSUBISHI HEAVY INDUSTRIES | Non Ducted | Single Split System | 3.5 | 4.5 | INELIGIBLE | 0 | 0 | 0 | 0 | 0 | 0
DXC07ZTLA-WJ / DXK07ZTLA-WFJ | MITSUBISHI HEAVY INDUSTRIES | Non Ducted | Single Split System | 2 | 2.7 | INELIGIBLE | 0 | 0 | 0 | 0 | 0 | 0
DXC12ZTLA-WJ / DXK12ZTLA-WFJ | MITSUBISHI HEAVY INDUSTRIES | Non Ducted | Single Split System | 3.3 | 3.8 | INELIGIBLE | 0 | 0 | 0 | 0 | 0 | 0
DXC18ZTLA-WJ / DXK18ZTLA-WFJ | MITSUBISHI HEAVY INDUSTRIES | Non Ducted | Single Split System | 5 | 5.8 | INELIGIBLE | 0 | 0 | 0 | 0 | 0 | 0
FDCA100VNA-W / FDE100VH | MITSUBISHI HEAVY INDUSTRIES | Non Ducted | Single Split System | 10 | 11.2 | ELIGIBLE | 67 | 210 | 1777.82 | 77 | 404 | 2254.62
FDC100VNA-W / FDE100VH | MITSUBISHI HEAVY INDUSTRIES | Non Ducted | Single Split System | 10 | 11.2 | ELIGIBLE | 67 | 210 | 1777.82 | 77 | 404 | 2254.62
FDE100VH / FDC(A)100VNA-W | MITSUBISHI HEAVY INDUSTRIES | Non Ducted | Single Split System | 10 | 11.2 | ELIGIBLE | 67 | 210 | 1777.82 | 77 | 404 | 2254.62
FDCA100VSA-W / FDUA100VH | MITSUBISHI HEAVY INDUSTRIES | Ducted | Single Split System | 10 | 11.2 | ELIGIBLE | 62 | 98 | 1519.92 | 72 | 292 | 1996.72
FDC100VSA-W / FDUA100VF2 | MITSUBISHI HEAVY INDUSTRIES | Ducted | Single Split System | 10 | 11.2 | ELIGIBLE | 62 | 98 | 1519.92 | 72 | 292 | 1996.72
FDUA100VH / FDCA100VSA-W | MITSUBISHI HEAVY INDUSTRIES | Ducted | Single Split System | 10 | 11.2 | ELIGIBLE | 62 | 98 | 1519.92 | 72 | 292 | 1996.72
FDCA100VNA-W / FDT100VH | MITSUBISHI HEAVY INDUSTRIES | Non Ducted | Single Split System | 10 | 11.2 | ELIGIBLE | 67 | 277 | 1864.92 | 77 | 471 | 2341.72
FDC100VNA-W / FDT100VH | MITSUBISHI HEAVY INDUSTRIES | Non Ducted | Single Split System | 10 | 11.2 | ELIGIBLE | 67 | 277 | 1864.92 | 77 | 471 | 2341.72
FDC(A)VNA-W / FDT100VH | MITSUBISHI HEAVY INDUSTRIES | Non Ducted | Single Split System | 10 | 11.2 | ELIGIBLE | 67 | 277 | 1864.92 | 77 | 471 | 2341.72
FDCA100VSA-W / FDE100VH | MITSUBISHI HEAVY INDUSTRIES | Non Ducted | Single Split System | 10 | 11.2 | ELIGIBLE | 67 | 210 | 1777.82 | 77 | 404 | 2254.62
FDC100VSA-W / FDE100VH | MITSUBISHI HEAVY INDUSTRIES | Non Ducted | Single Split System | 10 | 11.2 | ELIGIBLE | 67 | 210 | 1777.82 | 77 | 404 | 2254.62
FDC(A)100VSA-W / FDE100VH | MITSUBISHI HEAVY INDUSTRIES | Non Ducted | Single Split System | 10 | 11.2 | ELIGIBLE | 67 | 210 | 1777.82 | 77 | 404 | 2254.62
FDCA100VSA-W / FDU100VH | MITSUBISHI HEAVY INDUSTRIES | Ducted | Single Split System | 10 | 11.2 | ELIGIBLE | 63 | 132 | 1586.58 | 73 | 325 | 2062.08
FDC100VSA-W / FDU100VH | MITSUBISHI HEAVY INDUSTRIES | Ducted | Single Split System | 10 | 11.2 | ELIGIBLE | 63 | 132 | 1586.58 | 73 | 325 | 2062.08
FDC(A)100VSA-W / FDU100VH | MITSUBISHI HEAVY INDUSTRIES | Ducted | Single Split System | 10 | 11.2 | ELIGIBLE | 63 | 132 | 1586.58 | 73 | 325 | 2062.08
FDCA100VNA-W / FDUA100VH | MITSUBISHI HEAVY INDUSTRIES | Ducted | Single Split System | 10 | 11.2 | ELIGIBLE | 62 | 98 | 1519.92 | 72 | 292 | 1996.72
FDC100VNA-W / FDUA100VF2 | MITSUBISHI HEAVY INDUSTRIES | Ducted | Single Split System | 10 | 11.2 | ELIGIBLE | 62 | 98 | 1519.92 | 72 | 292 | 1996.72
FDCA100VNA-W / FDU100VH | MITSUBISHI HEAVY INDUSTRIES | Ducted | Single Split System | 10 | 11.2 | ELIGIBLE | 64 | 132 | 1609.04 | 74 | 325 | 2084.54
FDC100VNA-W / FDU100VH | MITSUBISHI HEAVY INDUSTRIES | Ducted | Single Split System | 10 | 11.2 | ELIGIBLE | 64 | 132 | 1609.04 | 74 | 325 | 2084.54
FDC(A)VNA-W / FDU100VH | MITSUBISHI HEAVY INDUSTRIES | Ducted | Single Split System | 10 | 11.2 | ELIGIBLE | 64 | 132 | 1609.04 | 74 | 325 | 2084.54
FDCA71VNX-W / FDT71VH | MITSUBISHI HEAVY INDUSTRIES | Non Ducted | Single Split System | 7.1 | 8 | ELIGIBLE | 47 | 288 | 1430.02 | 53 | 411 | 1724.68
FDC71VNX-W / FDT71VH | MITSUBISHI HEAVY INDUSTRIES | Non Ducted | Single Split System | 7.1 | 8 | ELIGIBLE | 47 | 288 | 1430.02 | 53 | 411 | 1724.68
FDCA71VNX-W / FDU71VH | MITSUBISHI HEAVY INDUSTRIES | Ducted | Single Split System | 7.1 | 8 | ELIGIBLE | 45 | 291 | 1389 | 52 | 429 | 1725.62
FDC71VNX-W / FDU71VH | MITSUBISHI HEAVY INDUSTRIES | Ducted | Single Split System | 7.1 | 8 | ELIGIBLE | 45 | 291 | 1389 | 52 | 429 | 1725.62
SRC60ZSXA-W / FDT60VH | MITSUBISHI HEAVY INDUSTRIES | Non Ducted | Single Split System | 5.6 | 6.7 | ELIGIBLE | 40 | 229 | 1196.1 | 45 | 325 | 1433.2
SRC60ZSX-W1 / FDT60VH | MITSUBISHI HEAVY INDUSTRIES | Non Ducted | Single Split System | 5.6 | 6.7 | ELIGIBLE | 40 | 229 | 1196.1 | 45 | 325 | 1433.2
SRC60ZSXA-W / FDUM60VH | MITSUBISHI HEAVY INDUSTRIES | Ducted | Single Split System | 5.6 | 6.7 | ELIGIBLE | 35 | 149 | 979.8 | 41 | 257 | 1254.96
SRC60ZSX-W1 / FDUM60VH | MITSUBISHI HEAVY INDUSTRIES | Ducted | Single Split System | 5.6 | 6.7 | ELIGIBLE | 35 | 149 | 979.8 | 41 | 257 | 1254.96
FDCA71VNX-W / FDE71VH | MITSUBISHI HEAVY INDUSTRIES | Non Ducted | Single Split System | 7.1 | 8 | INELIGIBLE | 0 | 0 | 0 | 0 | 0 | 0
FDC71VNX-W / FDE71VH | MITSUBISHI HEAVY INDUSTRIES | Non Ducted | Single Split System | 7.1 | 8 | INELIGIBLE | 0 | 0 | 0 | 0 | 0 | 0
FDC100VNP-W / FDT100VH | MITSUBISHI HEAVY INDUSTRIES | Non Ducted | Single Split System | 10 | 10 | ELIGIBLE | 58 | 216 | 1583.48 | 67 | 410 | 2037.82
FDCA100VNP-W / FDT100VH | MITSUBISHI HEAVY INDUSTRIES | Non Ducted | Single Split System | 10 | 10 | ELIGIBLE | 58 | 216 | 1583.48 | 67 | 410 | 2037.82
FDC(A)100VNP-W / FDT100VH | MITSUBISHI HEAVY INDUSTRIES | Non Ducted | Single Split System | 10 | 10 | ELIGIBLE | 58 | 216 | 1583.48 | 67 | 410 | 2037.82
FDC(A)100VNP-W / FDT100VH | MITSUBISHI HEAVY INDUSTRIES | Non Ducted | Single Split System | 10 | 10 | ELIGIBLE | 58 | 216 | 1583.48 | 67 | 410 | 2037.82
FDCA100VNP-W / FDE100VH | MITSUBISHI HEAVY INDUSTRIES | Non Ducted | Single Split System | 10 | 10 | ELIGIBLE | 57 | 126 | 1444.02 | 66 | 320 | 1898.36
FDC(A)100VNP-W / FDE100VH | MITSUBISHI HEAVY INDUSTRIES | Non Ducted | Single Split System | 10 | 10 | ELIGIBLE | 57 | 126 | 1444.02 | 66 | 320 | 1898.36
FDC(A)100VNP-W / FDE100VH | MITSUBISHI HEAVY INDUSTRIES | Non Ducted | Single Split System | 10 | 10 | ELIGIBLE | 57 | 126 | 1444.02 | 66 | 320 | 1898.36
FDC100VNP-W / FDE100VH | MITSUBISHI HEAVY INDUSTRIES | Non Ducted | Single Split System | 10 | 10 | ELIGIBLE | 57 | 126 | 1444.02 | 66 | 320 | 1898.36
FDC100VNP-W / FDU100VH | MITSUBISHI HEAVY INDUSTRIES | Ducted | Single Split System | 10 | 10 | ELIGIBLE | 54 | 81 | 1318.14 | 63 | 275 | 1772.48
FDCA100VNP-W / FDU100VH | MITSUBISHI HEAVY INDUSTRIES | Ducted | Single Split System | 10 | 10 | ELIGIBLE | 54 | 81 | 1318.14 | 63 | 275 | 1772.48
FDC(A)100VNP-W / FDU100VH | MITSUBISHI HEAVY INDUSTRIES | Ducted | Single Split System | 10 | 10 | ELIGIBLE | 54 | 81 | 1318.14 | 63 | 275 | 1772.48
FDC(A)100VNP-W / FDU100VH | MITSUBISHI HEAVY INDUSTRIES | Ducted | Single Split System | 10 | 10 | ELIGIBLE | 54 | 81 | 1318.14 | 63 | 275 | 1772.48
SRC50ZSXA-W / FDTC50VH | MITSUBISHI HEAVY INDUSTRIES | Non Ducted | Single Split System | 5 | 5.4 | INELIGIBLE | 0 | 0 | 0 | 0 | 0 | 0
SRC50ZSX-W1 / FDTC50VH | MITSUBISHI HEAVY INDUSTRIES | Non Ducted | Single Split System | 5 | 5.4 | INELIGIBLE | 0 | 0 | 0 | 0 | 0 | 0
SRC50ZSXA-W / FDUM50VH | MITSUBISHI HEAVY INDUSTRIES | Ducted | Single Split System | 5 | 5.4 | INELIGIBLE | 0 | 0 | 0 | 0 | 0 | 0
SRC50ZSX-W1 / FDUM50VH | MITSUBISHI HEAVY INDUSTRIES | Ducted | Single Split System | 5 | 5.4 | INELIGIBLE | 0 | 0 | 0 | 0 | 0 | 0
SRC60ZSXA-W / FDTC60VH | MITSUBISHI HEAVY INDUSTRIES | Non Ducted | Single Split System | 5.6 | 6.7 | INELIGIBLE | 0 | 0 | 0 | 0 | 0 | 0
SRC60ZSX-W1 / FDTC60VH | MITSUBISHI HEAVY INDUSTRIES | Non Ducted | Single Split System | 5.6 | 6.7 | INELIGIBLE | 0 | 0 | 0 | 0 | 0 | 0
FDC100VNP-W / FDUA100VH | MITSUBISHI HEAVY INDUSTRIES | Ducted | Single Split System | 10 | 10 | INELIGIBLE | 0 | 0 | 0 | 0 | 0 | 0
FDC100VNP-W / FDUA100VF2 | MITSUBISHI HEAVY INDUSTRIES | Ducted | Single Split System | 10 | 10 | INELIGIBLE | 0 | 0 | 0 | 0 | 0 | 0
FDCA100VNP-W / FDUA100VH | MITSUBISHI HEAVY INDUSTRIES | Ducted | Single Split System | 10 | 10 | INELIGIBLE | 0 | 0 | 0 | 0 | 0 | 0
FDC(A)100VNP-W / FDUA100VH | MITSUBISHI HEAVY INDUSTRIES | Ducted | Single Split System | 10 | 10 | INELIGIBLE | 0 | 0 | 0 | 0 | 0 | 0
FDC(A)100VNP-W / FDUA100VH | MITSUBISHI HEAVY INDUSTRIES | Ducted | Single Split System | 10 | 10 | INELIGIBLE | 0 | 0 | 0 | 0 | 0 | 0
DXC05ZTLA-WJ / DXK05ZTLA-WFJ | MITSUBISHI HEAVY INDUSTRIES | Non Ducted | Single Split System | 1.5 | 2 | INELIGIBLE | 0 | 0 | 0 | 0 | 0 | 0
DXC09ZTLA-WJ/DXK09ZTLA-WFJ | MITSUBISHI HEAVY INDUSTRIES | Non Ducted | Single Split System | 2.5 | 3 | INELIGIBLE | 0 | 0 | 0 | 0 | 0 | 0
DXC21ZTLA-WJ / DXK21ZTLA-WFJ | MITSUBISHI HEAVY INDUSTRIES | Non Ducted | Single Split System | 6.3 | 7.1 | ELIGIBLE | 37 | 65 | 915.52 | 42 | 173 | 1168.22
DXC24ZTLA-WJ / DXK24ZTLA-WFJ | MITSUBISHI HEAVY INDUSTRIES | Non Ducted | Single Split System | 7.1 | 8 | ELIGIBLE | 40 | -36 | 898.4 | 46 | 85 | 1143.66
FDCA100VSA-W / SRK100ZRA-WF | MITSUBISHI HEAVY INDUSTRIES | Non Ducted | Single Split System | 10 | 11.2 | INELIGIBLE | 0 | 0 | 0 | 0 | 0 | 0
FDCA100VSA-W / SRK100ZRA-WF1 | MITSUBISHI HEAVY INDUSTRIES | Non Ducted | Single Split System | 10 | 11.2 | INELIGIBLE | 0 | 0 | 0 | 0 | 0 | 0
FDCA100VSA-W / SRK100ZRA-WF* | MITSUBISHI HEAVY INDUSTRIES | Non Ducted | Single Split System | 10 | 11.2 | INELIGIBLE | 0 | 0 | 0 | 0 | 0 | 0
FDCA100VNA-W / SRK100ZRA-WF | MITSUBISHI HEAVY INDUSTRIES | Non Ducted | Single Split System | 10 | 11.2 | INELIGIBLE | 0 | 0 | 0 | 0 | 0 | 0
FDCA100VNA-W / SRK100ZRA-WF1 | MITSUBISHI HEAVY INDUSTRIES | Non Ducted | Single Split System | 10 | 11.2 | INELIGIBLE | 0 | 0 | 0 | 0 | 0 | 0
FDCA100VNA-W / SRK100ZRA-W* | MITSUBISHI HEAVY INDUSTRIES | Non Ducted | Single Split System | 10 | 11.2 | INELIGIBLE | 0 | 0 | 0 | 0 | 0 | 0
OS-CEAUH09EI / OS-SEAUH09EI | Olimpia Splendid | Non Ducted | Single Split System | 2.48 | 3.24 | INELIGIBLE | 0 | 0 | 0 | 0 | 0 | 0
OS-CEAUH12EI / OS-SEAUH12EI | Olimpia Splendid | Non Ducted | Single Split System | 3.45 | 4.02 | INELIGIBLE | 0 | 0 | 0 | 0 | 0 | 0
OS-CEAUH18EI / OS-SEAUH18EI | Olimpia Splendid | Non Ducted | Single Split System | 5.14 | 5.95 | ELIGIBLE | 32 | 210 | 991.72 | 37 | 299 | 1219.72
OS-CEAUH24EI / OS-SEAUH24EI | Olimpia Splendid | Non Ducted | Single Split System | 7.07 | 7.94 | INELIGIBLE | 0 | 0 | 0 | 0 | 0 | 0
2404 | Olimpia Splendid | Non Ducted | Portable | 3.5 | 2.93 | INELIGIBLE | 0 | 0 | 0 | 0 | 0 | 0
02011 Unico Pro Inverter 12 HP AUNZ | Olimpia Splendid | Non Ducted | Unitary double duct wall mounted | 2.12 | 2 | INELIGIBLE | 0 | 0 | 0 | 0 | 0 | 0
UNICO PRO 12 HP EVDN | Olimpia Splendid | Non Ducted | Unitary double duct wall mounted | 2.04 | 2.088 | INELIGIBLE | 0 | 0 | 0 | 0 | 0 | 0
OAPC36RW | Omega Altise | Non Ducted | Portable | 3.517 | 2.872 | INELIGIBLE | 0 | 0 | 0 | 0 | 0 | 0
OAPC12RW | Omega Altise | Non Ducted | Portable | 3.517 | 2.872 | INELIGIBLE | 0 | 0 | 0 | 0 | 0 | 0
U-60PZ3R5/S-60PE3R | PANASONIC | Ducted | Single Split System | 6 | 6 | INELIGIBLE | 0 | 0 | 0 | 0 | 0 | 0
U-71PZ3R5/S-71PE3R | PANASONIC | Ducted | Single Split System | 7.1 | 7.1 | INELIGIBLE | 0 | 0 | 0 | 0 | 0 | 0
U-100PZ3R5/S-100PE3R | PANASONIC | Ducted | Single Split System | 10 | 10 | ELIGIBLE | 53 | 244 | 1507.58 | 62 | 438 | 1961.92
U-100PZ3R8/S-100PE3R | PANASONIC | Ducted | Single Split System | 10 | 10 | ELIGIBLE | 53 | 244 | 1507.58 | 62 | 438 | 1961.92
U-125PZ3R5/S-125PE3R | PANASONIC | Ducted | Single Split System | 12.5 | 12.5 | INELIGIBLE | 0 | 0 | 0 | 0 | 0 | 0
U-125PZ3R8/S-125PE3R | PANASONIC | Ducted | Single Split System | 12.5 | 12.5 | INELIGIBLE | 0 | 0 | 0 | 0 | 0 | 0
U-140PZ3R5/S-140PE3R | PANASONIC | Ducted | Single Split System | 14 | 14 | INELIGIBLE | 0 | 0 | 0 | 0 | 0 | 0
U-71PZH3R5/S-71PE3R | PANASONIC | Ducted | Single Split System | 7.1 | 8 | ELIGIBLE | 44 | 140 | 1170.24 | 51 | 277 | 1505.56
U-100PZH3R5/S-100PE3R | PANASONIC | Ducted | Single Split System | 10 | 11.2 | ELIGIBLE | 65 | 328 | 1886.3 | 75 | 522 | 2363.1
U-100PZH3R8/S-100PE3R | PANASONIC | Ducted | Single Split System | 10 | 11.2 | ELIGIBLE | 65 | 328 | 1886.3 | 75 | 522 | 2363.1
U-125PZH3R5/S-125PE3R | PANASONIC | Ducted | Single Split System | 12.5 | 14 | ELIGIBLE | 81 | 298 | 2206.66 | 93 | 540 | 2790.78
U-125PZH3R8/S-125PE3R | PANASONIC | Ducted | Single Split System | 12.5 | 14 | ELIGIBLE | 81 | 298 | 2206.66 | 93 | 540 | 2790.78
U-140PZH3R5/S-140PE3R | PANASONIC | Ducted | Single Split System | 14 | 16 | INELIGIBLE | 0 | 0 | 0 | 0 | 0 | 0
U-140PZH3R8/S-140PE3R | PANASONIC | Ducted | Single Split System | 14 | 16 | INELIGIBLE | 0 | 0 | 0 | 0 | 0 | 0
U-180PZH2R8/S-180PE3R5B | PANASONIC | Ducted | Single Split System | 18 | 20 | INELIGIBLE | 0 | 0 | 0 | 0 | 0 | 0
U-200PZH2R8/S-200PE3R5B | PANASONIC | Ducted | Single Split System | 20 | 22.4 | INELIGIBLE | 0 | 0 | 0 | 0 | 0 | 0
U-224PZH2R8/S-224PE3R5B | PANASONIC | Ducted | Single Split System | 22.4 | 25 | INELIGIBLE | 0 | 0 | 0 | 0 | 0 | 0
U-100PZH2R5/S-100PK3R | PANASONIC | Non Ducted | Single Split System | 9.5 | 9.5 | ELIGIBLE | 54 | 22 | 1241.44 | 62 | 186 | 1634.32
U-100PZH2R8/S-100PK3R | PANASONIC | Non Ducted | Single Split System | 9.5 | 9.5 | ELIGIBLE | 54 | 22 | 1241.44 | 62 | 186 | 1634.32
U-100PZ2R5/S-100PK3R | PANASONIC | Non Ducted | Single Split System | 9 | 9 | INELIGIBLE | 0 | 0 | 0 | 0 | 0 | 0
U-100PZ2R8/S-100PK3R | PANASONIC | Non Ducted | Single Split System | 9 | 9 | INELIGIBLE | 0 | 0 | 0 | 0 | 0 | 0
U-100PZH3R5/S-100PK3R | PANASONIC | Non Ducted | Single Split System | 9.5 | 9.5 | ELIGIBLE | 54 | 22 | 1241.44 | 62 | 186 | 1634.32
U-100PZH3R8/S-100PK3R | PANASONIC | Non Ducted | Single Split System | 9.5 | 9.5 | ELIGIBLE | 54 | 22 | 1241.44 | 62 | 186 | 1634.32
U-100PZ3R5/S-100PK3R | PANASONIC | Non Ducted | Single Split System | 9 | 9 | INELIGIBLE | 0 | 0 | 0 | 0 | 0 | 0
U-100PZ3R8/S-100PK3R | PANASONIC | Non Ducted | Single Split System | 9 | 9 | INELIGIBLE | 0 | 0 | 0 | 0 | 0 | 0
U-71PZH2R5/S-71PE3R | PANASONIC | Ducted | Single Split System | 7.1 | 8 | ELIGIBLE | 44 | 140 | 1170.24 | 51 | 277 | 1505.56
U-100PZH2R5/S-100PE3R | PANASONIC | Ducted | Single Split System | 10 | 11.2 | ELIGIBLE | 65 | 328 | 1886.3 | 75 | 522 | 2363.1
U-100PZH2R8/S-100PE3R | PANASONIC | Ducted | Single Split System | 10 | 11.2 | ELIGIBLE | 65 | 328 | 1886.3 | 75 | 522 | 2363.1
U-125PZH2R5/S-125PE3R | PANASONIC | Ducted | Single Split System | 12.5 | 14 | ELIGIBLE | 80 | 264 | 2140 | 93 | 506 | 2746.58
U-125PZH2R8/S-125PE3R | PANASONIC | Ducted | Single Split System | 12.5 | 14 | ELIGIBLE | 80 | 264 | 2140 | 93 | 506 | 2746.58
U-140PZH2R5/S-140PE3R | PANASONIC | Ducted | Single Split System | 14 | 16 | INELIGIBLE | 0 | 0 | 0 | 0 | 0 | 0
U-140PZH2R8/S-140PE3R | PANASONIC | Ducted | Single Split System | 14 | 16 | INELIGIBLE | 0 | 0 | 0 | 0 | 0 | 0
U-60PZ2R5/S-60PE3R | PANASONIC | Ducted | Single Split System | 6 | 6 | INELIGIBLE | 0 | 0 | 0 | 0 | 0 | 0
U-71PZ2R5/S-71PE3R | PANASONIC | Ducted | Single Split System | 7.1 | 7.1 | INELIGIBLE | 0 | 0 | 0 | 0 | 0 | 0
U-100PZ2R5/S-100PE3R | PANASONIC | Ducted | Single Split System | 10 | 10 | ELIGIBLE | 53 | 188 | 1434.78 | 62 | 382 | 1889.12
U-100PZ2R8/S-100PE3R | PANASONIC | Ducted | Single Split System | 10 | 10 | ELIGIBLE | 53 | 188 | 1434.78 | 62 | 382 | 1889.12
U-125PZ2R5/S-125PE3R | PANASONIC | Ducted | Single Split System | 12.5 | 12.5 | INELIGIBLE | 0 | 0 | 0 | 0 | 0 | 0
U-125PZ2R8/S-125PE3R | PANASONIC | Ducted | Single Split System | 12.5 | 12.5 | INELIGIBLE | 0 | 0 | 0 | 0 | 0 | 0
U-140PZ2R5/S-140PE3R | PANASONIC | Ducted | Single Split System | 14 | 14 | INELIGIBLE | 0 | 0 | 0 | 0 | 0 | 0
U-140PZ2R8/S-140PE3R | PANASONIC | Ducted | Single Split System | 14 | 14 | INELIGIBLE | 0 | 0 | 0 | 0 | 0 | 0
U-140PZ3R8/S-140PE3R | PANASONIC | Ducted | Single Split System | 14 | 14 | INELIGIBLE | 0 | 0 | 0 | 0 | 0 | 0
U-160PZH2R5/S-160PE3R | PANASONIC | Ducted | Single Split System | 16 | 18 | INELIGIBLE | 0 | 0 | 0 | 0 | 0 | 0
U-160PZH2R8/S-160PE3R | PANASONIC | Ducted | Single Split System | 16 | 18 | INELIGIBLE | 0 | 0 | 0 | 0 | 0 | 0
U-71PZH3R5/S-6071PU3E | PANASONIC | Non Ducted | Single Split System | 7.1 | 8 | ELIGIBLE | 46 | 255 | 1364.66 | 52 | 377 | 1658.02
U-100PZH3R5/S-1014PU3E | PANASONIC | Non Ducted | Single Split System | 10 | 11.2 | ELIGIBLE | 74 | 535 | 2357.54 | 83 | 729 | 2811.88
U-125PZH3R5/S-1014PU3E | PANASONIC | Non Ducted | Single Split System | 12.5 | 14 | ELIGIBLE | 87 | 416 | 2494.82 | 100 | 658 | 3101.4
U-140PZH3R5/S-1014PU3E | PANASONIC | Non Ducted | Single Split System | 14 | 16 | ELIGIBLE | 95 | 227 | 2428.8 | 109 | 498 | 3095.54
U-100PZH3R8/S-1014PU3E | PANASONIC | Non Ducted | Single Split System | 10 | 11.2 | ELIGIBLE | 74 | 535 | 2357.54 | 83 | 729 | 2811.88
U-125PZH3R8/S-1014PU3E | PANASONIC | Non Ducted | Single Split System | 12.5 | 14 | ELIGIBLE | 87 | 416 | 2494.82 | 100 | 658 | 3101.4
U-140PZH3R8/S-1014PU3E | PANASONIC | Non Ducted | Single Split System | 14 | 16 | ELIGIBLE | 95 | 227 | 2428.8 | 109 | 498 | 3095.54
U-71PZH3R5/S-6071PF3E | PANASONIC | Ducted | Single Split System | 6.8 | 7.5 | ELIGIBLE | 45 | 209 | 1282.4 | 52 | 341 | 1611.22
U-100PZH3R5/S-1014PF3E | PANASONIC | Ducted | Single Split System | 9.5 | 10.8 | ELIGIBLE | 66 | 439 | 2053.06 | 76 | 623 | 2516.86
U-100PZH3R8/S-1014PF3E | PANASONIC | Ducted | Single Split System | 9.5 | 10.8 | ELIGIBLE | 66 | 439 | 2053.06 | 76 | 623 | 2516.86
U-125PZH3R5/S-1014PF3E | PANASONIC | Ducted | Single Split System | 12.1 | 13.5 | ELIGIBLE | 77 | 293 | 2110.32 | 89 | 527 | 2684.04
U-125PZH3R8/S-1014PF3E | PANASONIC | Ducted | Single Split System | 12.1 | 13.5 | ELIGIBLE | 77 | 293 | 2110.32 | 89 | 527 | 2684.04
U-140PZH3R5/S-1014PF3E | PANASONIC | Ducted | Single Split System | 13.4 | 15.5 | ELIGIBLE | 85 | 203 | 2173 | 98 | 462 | 2801.68
U-140PZH3R8/S-1014PF3E | PANASONIC | Ducted | Single Split System | 13.4 | 15.5 | ELIGIBLE | 85 | 203 | 2173 | 98 | 462 | 2801.68
U-60PZ3R5/S-6071PT3E | PANASONIC | Non Ducted | Single Split System | 6 | 6 | ELIGIBLE | 34 | 164 | 976.84 | 39 | 267 | 1223.04
U-71PZ3R5/S-6071PT3E | PANASONIC | Non Ducted | Single Split System | 6.8 | 6.8 | INELIGIBLE | 0 | 0 | 0 | 0 | 0 | 0
U-100PZ3R5/S-1014PT3E | PANASONIC | Non Ducted | Single Split System | 10 | 10 | ELIGIBLE | 61 | 266 | 1715.86 | 70 | 460 | 2170.2
U-100PZ3R8/S-1014PT3E | PANASONIC | Non Ducted | Single Split System | 10 | 10 | ELIGIBLE | 61 | 266 | 1715.86 | 70 | 460 | 2170.2
U-125PZ3R5/S-1014PT3E | PANASONIC | Non Ducted | Single Split System | 12.5 | 12.5 | ELIGIBLE | 70 | 152 | 1769.8 | 82 | 394 | 2353.92
U-125PZ3R8/S-1014PT3E | PANASONIC | Non Ducted | Single Split System | 12.5 | 12.5 | ELIGIBLE | 70 | 152 | 1769.8 | 82 | 394 | 2353.92
U-140PZ3R5/S-1014PT3E | PANASONIC | Non Ducted | Single Split System | 13.6 | 14 | ELIGIBLE | 75 | 37 | 1732.6 | 87 | 301 | 2345.32
U-140PZ3R8/S-1014PT3E | PANASONIC | Non Ducted | Single Split System | 13.6 | 14 | ELIGIBLE | 75 | 37 | 1732.6 | 87 | 301 | 2345.32
U-71PZH3R5/S-6071PT3E | PANASONIC | Non Ducted | Single Split System | 6.8 | 8 | ELIGIBLE | 45 | 208 | 1281.1 | 51 | 325 | 1567.96
U-100PZH3R5/S-1014PT3E | PANASONIC | Non Ducted | Single Split System | 9.5 | 11.2 | ELIGIBLE | 65 | 370 | 1940.9 | 74 | 533 | 2354.94
U-100PZH3R8/S-1014PT3E | PANASONIC | Non Ducted | Single Split System | 9.5 | 11.2 | ELIGIBLE | 65 | 370 | 1940.9 | 74 | 533 | 2354.94
U-125PZH3R5/S-1014PT3E | PANASONIC | Non Ducted | Single Split System | 12.1 | 14 | ELIGIBLE | 80 | 254 | 2127 | 93 | 488 | 2723.18
U-125PZH3R8/S-1014PT3E | PANASONIC | Non Ducted | Single Split System | 12.1 | 14 | ELIGIBLE | 80 | 254 | 2127 | 93 | 488 | 2723.18
U-140PZH3R5/S-1014PT3E | PANASONIC | Non Ducted | Single Split System | 13.4 | 16 | ELIGIBLE | 86 | 85 | 2042.06 | 100 | 345 | 2694.5
U-140PZH3R8/S-1014PT3E | PANASONIC | Non Ducted | Single Split System | 13.4 | 16 | ELIGIBLE | 86 | 85 | 2042.06 | 100 | 345 | 2694.5
U-60PZ2R5/S-6071PT3E | PANASONIC | Non Ducted | Single Split System | 6 | 6 | ELIGIBLE | 36 | 214 | 1086.76 | 41 | 318 | 1334.26
U-71PZ2R5/S-6071PT3E | PANASONIC | Non Ducted | Single Split System | 7.1 | 7.1 | ELIGIBLE | 42 | 154 | 1143.52 | 47 | 276 | 1414.42
U-100PZ2R5/S-1014PT3E | PANASONIC | Non Ducted | Single Split System | 10 | 10 | ELIGIBLE | 61 | 266 | 1715.86 | 70 | 460 | 2170.2
U-100PZ2R8/S-1014PT3E | PANASONIC | Non Ducted | Single Split System | 10 | 10 | ELIGIBLE | 61 | 266 | 1715.86 | 70 | 460 | 2170.2
U-125PZ2R5/S-1014PT3E | PANASONIC | Non Ducted | Single Split System | 12.5 | 12.5 | ELIGIBLE | 70 | 152 | 1769.8 | 82 | 394 | 2353.92
U-125PZ2R8/S-1014PT3E | PANASONIC | Non Ducted | Single Split System | 12.5 | 12.5 | ELIGIBLE | 70 | 152 | 1769.8 | 82 | 394 | 2353.92
U-140PZ2R5/S-1014PT3E | PANASONIC | Non Ducted | Single Split System | 13.6 | 14 | ELIGIBLE | 75 | 37 | 1732.6 | 87 | 301 | 2345.32
U-140PZ2R8/S-1014PT3E | PANASONIC | Non Ducted | Single Split System | 13.6 | 14 | ELIGIBLE | 75 | 37 | 1732.6 | 87 | 301 | 2345.32
U-71PZH2R5/S-6071PT3E | PANASONIC | Non Ducted | Single Split System | 6.8 | 8 | ELIGIBLE | 45 | 208 | 1281.1 | 51 | 325 | 1567.96
U-100PZH2R5/S-1014PT3E | PANASONIC | Non Ducted | Single Split System | 9.5 | 11.2 | ELIGIBLE | 65 | 370 | 1940.9 | 74 | 533 | 2354.94
U-100PZH2R8/S-1014PT3E | PANASONIC | Non Ducted | Single Split System | 9.5 | 11.2 | ELIGIBLE | 65 | 370 | 1940.9 | 74 | 533 | 2354.94
U-125PZH2R5/S-1014PT3E | PANASONIC | Non Ducted | Single Split System | 12.1 | 14 | ELIGIBLE | 80 | 254 | 2127 | 93 | 488 | 2723.18
U-125PZH2R8/S-1014PT3E | PANASONIC | Non Ducted | Single Split System | 12.1 | 14 | ELIGIBLE | 80 | 254 | 2127 | 93 | 488 | 2723.18
U-140PZH2R5/S-1014PT3E | PANASONIC | Non Ducted | Single Split System | 13.4 | 16 | ELIGIBLE | 86 | 85 | 2042.06 | 100 | 345 | 2694.5
U-140PZH2R8/S-1014PT3E | PANASONIC | Non Ducted | Single Split System | 13.4 | 16 | ELIGIBLE | 86 | 85 | 2042.06 | 100 | 345 | 2694.5
CU-Z20XKR / CS-Z20XKRW | Panasonic | Non Ducted | Single Split System | 2.05 | 2.8 | INELIGIBLE | 0 | 0 | 0 | 0 | 0 | 0
CU-RZ42XKR / CS-RZ42XKRW | Panasonic | Non Ducted | Single Split System | 4.2 | 5.1 | ELIGIBLE | 26 | 69 | 673.66 | 30 | 142 | 858.4
CU-Z42XKR / CS-Z42XKRW | Panasonic | Non Ducted | Single Split System | 4.2 | 5.1 | ELIGIBLE | 26 | 69 | 673.66 | 30 | 142 | 858.4
CU-*Z42XKR / CS-*Z42XKRW | Panasonic | Non Ducted | Single Split System | 4.2 | 5.1 | ELIGIBLE | 26 | 69 | 673.66 | 30 | 142 | 858.4
CU-RZ25XKR / CS-RZ25XKRW | Panasonic | Non Ducted | Single Split System | 2.5 | 3 | ELIGIBLE | 14 | 63 | 396.34 | 16 | 101 | 490.66
CU-Z25XKR / CS-Z25XKRW | Panasonic | Non Ducted | Single Split System | 2.5 | 3 | ELIGIBLE | 14 | 63 | 396.34 | 16 | 101 | 490.66
CU-*Z25XKR / CS-*Z25XKRW | Panasonic | Non Ducted | Single Split System | 2.5 | 3 | ELIGIBLE | 14 | 63 | 396.34 | 16 | 101 | 490.66
CU-Z25XKR-1 / CS-Z25XKRW-1 | Panasonic | Non Ducted | Single Split System | 2.5 | 3.2 | INELIGIBLE | 0 | 0 | 0 | 0 | 0 | 0
CU-RZ35XKR / CS-RZ35XKRW | Panasonic | Non Ducted | Single Split System | 3.5 | 4 | ELIGIBLE | 19 | 87 | 539.84 | 22 | 140 | 676.12
CU-Z35XKR / CS-Z35XKRW | Panasonic | Non Ducted | Single Split System | 3.5 | 4 | ELIGIBLE | 19 | 87 | 539.84 | 22 | 140 | 676.12
CU-*Z35XKR / CS-*Z35XKRW | Panasonic | Non Ducted | Single Split System | 3.5 | 4 | ELIGIBLE | 19 | 87 | 539.84 | 22 | 140 | 676.12
CU-Z80XKR / CS-Z80XKR | Panasonic | Non Ducted | Single Split System | 8 | 9 | ELIGIBLE | 48 | 24 | 1109.28 | 55 | 162 | 1445.9
CU-RZ80XKR / CS-RZ80XKR | Panasonic | Non Ducted | Single Split System | 8 | 9 | ELIGIBLE | 48 | 24 | 1109.28 | 55 | 162 | 1445.9
CU-*Z80XKR / CS-*Z80XKR | Panasonic | Non Ducted | Single Split System | 8 | 9 | ELIGIBLE | 48 | 24 | 1109.28 | 55 | 162 | 1445.9
U-25PZ3R5/S-25PY3E | PANASONIC | Non Ducted | Single Split System | 2.5 | 3.2 | INELIGIBLE | 0 | 0 | 0 | 0 | 0 | 0
U-36PZ3R5/S-36PY3E | PANASONIC | Non Ducted | Single Split System | 3.6 | 3.6 | INELIGIBLE | 0 | 0 | 0 | 0 | 0 | 0
U-50PZ3R5/S-50PY3E | PANASONIC | Non Ducted | Single Split System | 5 | 5 | INELIGIBLE | 0 | 0 | 0 | 0 | 0 | 0
U-60PZ3R5/S-60PY3E | PANASONIC | Non Ducted | Single Split System | 6 | 6 | INELIGIBLE | 0 | 0 | 0 | 0 | 0 | 0
CU-HZ25YKR / CS-HZ25YKR | Panasonic | Non Ducted | Single Split System | 2.5 | 3.2 | ELIGIBLE | 17 | 108 | 522.22 | 19 | 146 | 616.54
CU-HZ35YKR / CS-HZ35YKR | Panasonic | Non Ducted | Single Split System | 3.5 | 4.1 | ELIGIBLE | 21 | 98 | 599.06 | 24 | 151 | 735.34
CU-HZ50YKR / CS-HZ50YKR | Panasonic | Non Ducted | Single Split System | 5 | 6 | ELIGIBLE | 36 | 180 | 1042.56 | 40 | 267 | 1245.5
CU-HZ80YKR / CS-HZ80YKR | Panasonic | Non Ducted | Single Split System | 8 | 9 | ELIGIBLE | 50 | 52 | 1190.6 | 57 | 190 | 1527.22
CU-Z80YKR / CS-Z80YKR | Panasonic | Non Ducted | Single Split System | 8 | 9 | ELIGIBLE | 50 | 52 | 1190.6 | 57 | 190 | 1527.22
CU-RZ80YKR / CS-RZ80YKR | Panasonic | Non Ducted | Single Split System | 8 | 9 | ELIGIBLE | 50 | 52 | 1190.6 | 57 | 190 | 1527.22
CU-*Z80YKR / CS-*Z80YKR | Panasonic | Non Ducted | Single Split System | 8 | 9 | ELIGIBLE | 50 | 52 | 1190.6 | 57 | 190 | 1527.22
CU-HZ71YKR / CS-HZ71YKR | Panasonic | Non Ducted | Single Split System | 7.1 | 8 | ELIGIBLE | 47 | 154 | 1255.82 | 53 | 276 | 1549.18
CU-Z71XKR-1 / CS-Z71XKR-1 | Panasonic | Non Ducted | Single Split System | 7.1 | 8 | ELIGIBLE | 47 | 154 | 1255.82 | 53 | 276 | 1549.18
CU-*Z71*KR* / CS-*Z71*KR* | Panasonic | Non Ducted | Single Split System | 7.1 | 8 | ELIGIBLE | 47 | 154 | 1255.82 | 53 | 276 | 1549.18
CU-Z60UBRA / CS-Z60UD3RAW | Panasonic | Ducted | Single Split System | 5.6 | 7 | INELIGIBLE | 0 | 0 | 0 | 0 | 0 | 0
CU-Z25UBRA / CS-Z25UD3RAW | Panasonic | Ducted | Single Split System | 2.6 | 3.3 | ELIGIBLE | 18 | 145 | 592.78 | 21 | 195 | 725.16
CU-Z35UBRA / CS-Z35UD3RAW | Panasonic | Ducted | Single Split System | 3.7 | 4.2 | ELIGIBLE | 23 | 130 | 685.58 | 27 | 202 | 869.02
CU-Z50UBRA / CS-Z50UD3RAW | Panasonic | Ducted | Single Split System | 5 | 6.1 | ELIGIBLE | 32 | 119 | 873.42 | 37 | 216 | 1111.82
U-160PZH3R5 / S-160PE3R | Panasonic | Ducted | Single Split System | 16 | 18 | ELIGIBLE | 93 | 168 | 2307.18 | 109 | 478 | 3069.54
U-160PZH3R8 / S-160PE3R | Panasonic | Ducted | Single Split System | 16 | 18 | ELIGIBLE | 93 | 168 | 2307.18 | 109 | 478 | 3069.54
U-224PZH3R8 / S-224PE4R | Panasonic | Ducted | Single Split System | 22.4 | 25 | INELIGIBLE | 0 | 0 | 0 | 0 | 0 | 0
U-180PZH3R5 / S-180PE4R | Panasonic | Ducted | Single Split System | 18 | 20 | ELIGIBLE | 110 | 98 | 2598 | 128 | 447 | 3455.98
U-180PZH3R8 / S-180PE4R | Panasonic | Ducted | Single Split System | 18 | 20 | ELIGIBLE | 110 | 98 | 2598 | 128 | 447 | 3455.98
U-200PZH3R8 / S-200PE4R | Panasonic | Ducted | Single Split System | 20 | 22.4 | ELIGIBLE | 114 | 253 | 2889.34 | 134 | 640 | 3841.64
U-180PZH2R8/S-180PE3R5B | PANASONIC | Ducted | Single Split System | 18 | 20 | INELIGIBLE | 0 | 0 | 0 | 0 | 0 | 0
U-200PZH2R8/S-200PE3R5B | PANASONIC | Ducted | Single Split System | 20 | 22.4 | INELIGIBLE | 0 | 0 | 0 | 0 | 0 | 0
U-224PZH2R8/S-224PE3R5B | PANASONIC | Ducted | Single Split System | 22.4 | 25 | INELIGIBLE | 0 | 0 | 0 | 0 | 0 | 0
U-180PE2R8A/S-180PE3R5B | PANASONIC | Ducted | Single Split System | 18 | 20 | INELIGIBLE | 0 | 0 | 0 | 0 | 0 | 0
U-200PE2R8A/S-200PE3R5B | PANASONIC | Ducted | Single Split System | 20 | 22.4 | INELIGIBLE | 0 | 0 | 0 | 0 | 0 | 0
U-224PE2R8A/S-224PE3R5B | PANASONIC | Ducted | Single Split System | 22.4 | 25 | INELIGIBLE | 0 | 0 | 0 | 0 | 0 | 0
CU-Z50XKR / CS-Z50XKRW | Panasonic | Non Ducted | Single Split System | 5 | 6 | ELIGIBLE | 30 | 23 | 703.7 | 34 | 110 | 906.64
CU-RZ50XKR / CS-RZ50XKRW | Panasonic | Non Ducted | Single Split System | 5 | 6 | ELIGIBLE | 30 | 23 | 703.7 | 34 | 110 | 906.64
CU-RZ50AKR / CS-RZ50AKRW | Panasonic | Non Ducted | Single Split System | 5 | 6 | ELIGIBLE | 30 | 23 | 703.7 | 34 | 110 | 906.64
CU-Z50AKR / CS-Z50AKRW | Panasonic | Non Ducted | Single Split System | 5 | 6 | ELIGIBLE | 30 | 23 | 703.7 | 34 | 110 | 906.64
CU-*Z50*KR / CS-*Z50*KRW | Panasonic | Non Ducted | Single Split System | 5 | 6 | ELIGIBLE | 30 | 23 | 703.7 | 34 | 110 | 906.64
CU-Z60XKR-1 / CS-Z60XKRW-1 | Panasonic | Non Ducted | Single Split System | 6 | 7.2 | ELIGIBLE | 39 | 108 | 1016.34 | 45 | 211 | 1285
CU-Z60AKR-1 / CS-Z60AKRW-1 | Panasonic | Non Ducted | Single Split System | 6 | 7.2 | ELIGIBLE | 39 | 108 | 1016.34 | 45 | 211 | 1285
CU-Z60*KR-1 / CS-Z60*KRW-1 | Panasonic | Non Ducted | Single Split System | 6 | 7.2 | ELIGIBLE | 39 | 108 | 1016.34 | 45 | 211 | 1285
CU-Z50XKR-1 / CS-Z50XKRW-1 | Panasonic | Non Ducted | Single Split System | 5 | 6 | ELIGIBLE | 34 | 136 | 940.44 | 39 | 222 | 1164.54
CU-Z50AKR-1 / CS-Z50AKRW-1 | Panasonic | Non Ducted | Single Split System | 5 | 6 | ELIGIBLE | 34 | 136 | 940.44 | 39 | 222 | 1164.54
CU-Z50*KR-1 / CS-Z50*KRW-1 | Panasonic | Non Ducted | Single Split System | 5 | 6 | ELIGIBLE | 34 | 136 | 940.44 | 39 | 222 | 1164.54
CU-RZ60XKR / CS-RZ60XKRW | Panasonic | Non Ducted | Single Split System | 6 | 6.5 | ELIGIBLE | 36 | 7 | 817.66 | 41 | 110 | 1063.86
CU-Z60XKR / CS-Z60XKRW | Panasonic | Non Ducted | Single Split System | 6 | 6.5 | ELIGIBLE | 36 | 7 | 817.66 | 41 | 110 | 1063.86
CU-RZ60AKR / CS-RZ60AKRW | Panasonic | Non Ducted | Single Split System | 6 | 6.5 | ELIGIBLE | 36 | 7 | 817.66 | 41 | 110 | 1063.86
CU-Z60AKR / CS-Z60AKRW | Panasonic | Non Ducted | Single Split System | 6 | 6.5 | ELIGIBLE | 36 | 7 | 817.66 | 41 | 110 | 1063.86
CU-*Z60XKR / CS-*Z60XKRW | Panasonic | Non Ducted | Single Split System | 6 | 6.5 | ELIGIBLE | 36 | 7 | 817.66 | 41 | 110 | 1063.86
CU-RZ71XKR / CS-RZ71XKRW | Panasonic | Non Ducted | Single Split System | 7.1 | 8 | ELIGIBLE | 43 | 81 | 1071.08 | 50 | 203 | 1386.9
CU-Z71XKR / CS-Z71XKRW | Panasonic | Non Ducted | Single Split System | 7.1 | 8 | ELIGIBLE | 43 | 81 | 1071.08 | 50 | 203 | 1386.9
CU-RZ71AKR / CS-RZ71AKRW | Panasonic | Non Ducted | Single Split System | 7.1 | 8 | ELIGIBLE | 43 | 81 | 1071.08 | 50 | 203 | 1386.9
CU-Z71AKR / CS-Z71AKRW | Panasonic | Non Ducted | Single Split System | 7.1 | 8 | ELIGIBLE | 43 | 81 | 1071.08 | 50 | 203 | 1386.9
CU-*Z71XKR / CS-*Z71XKRW | Panasonic | Non Ducted | Single Split System | 7.1 | 8 | ELIGIBLE | 43 | 81 | 1071.08 | 50 | 203 | 1386.9
CU-Z95AKR / CS-Z95AKR | Panasonic | Non Ducted | Single Split System | 9.5 | 10.3 | ELIGIBLE | 53 | 61 | 1269.68 | 61 | 225 | 1662.56
CU-RZ95AKR / CS-RZ95AKR | Panasonic | Non Ducted | Single Split System | 9.5 | 10.3 | ELIGIBLE | 53 | 61 | 1269.68 | 61 | 225 | 1662.56
CU-*Z95AKR / CS-*Z95AKR | Panasonic | Non Ducted | Single Split System | 9.5 | 10.3 | ELIGIBLE | 53 | 61 | 1269.68 | 61 | 225 | 1662.56
CU-Z20AKR / CS-Z20AKRW | Panasonic | Non Ducted | Single Split System | 2.05 | 2.8 | INELIGIBLE | 0 | 0 | 0 | 0 | 0 | 0
CU-Z35AKR / CS-Z35AKRW | Panasonic | Non Ducted | Single Split System | 3.5 | 4 | ELIGIBLE | 19 | 76 | 525.54 | 22 | 129 | 661.82
CU-RZ35AKR / CS-RZ35AKRW | Panasonic | Non Ducted | Single Split System | 3.5 | 4 | ELIGIBLE | 19 | 76 | 525.54 | 22 | 129 | 661.82
CU-*Z35AKR / CS-*Z35AKRW | Panasonic | Non Ducted | Single Split System | 3.5 | 4 | ELIGIBLE | 19 | 76 | 525.54 | 22 | 129 | 661.82
CU-Z42AKR / CS-Z42AKRW | Panasonic | Non Ducted | Single Split System | 4.2 | 5 | ELIGIBLE | 26 | 69 | 673.66 | 30 | 142 | 858.4
CU-RZ42AKR / CS-RZ42AKRW | Panasonic | Non Ducted | Single Split System | 4.2 | 5 | ELIGIBLE | 26 | 69 | 673.66 | 30 | 142 | 858.4
CU-*Z42AKR / CS-*Z42AKRW | Panasonic | Non Ducted | Single Split System | 4.2 | 5 | ELIGIBLE | 26 | 69 | 673.66 | 30 | 142 | 858.4
CU-Z25AKR / CS-Z25AKRW | Panasonic | Non Ducted | Single Split System | 2.5 | 3 | ELIGIBLE | 14 | 57 | 388.54 | 16 | 95 | 482.86
CU-RZ25AKR / CS-RZ25AKRW | Panasonic | Non Ducted | Single Split System | 2.5 | 3 | ELIGIBLE | 14 | 57 | 388.54 | 16 | 95 | 482.86
CU-*Z25AKR / CS-*Z25AKRW | Panasonic | Non Ducted | Single Split System | 2.5 | 3 | ELIGIBLE | 14 | 57 | 388.54 | 16 | 95 | 482.86
CU-Z25AKR-1 / CS-Z25AKRW-1 | Panasonic | Non Ducted | Single Split System | 2.5 | 3.2 | ELIGIBLE | 15 | 57 | 411 | 17 | 95 | 505.32
CU-Z25UBRA / CS-Z25UFRAW | Panasonic | Non Ducted | Single Split System | 2.5 | 3.4 | INELIGIBLE | 0 | 0 | 0 | 0 | 0 | 0
CU-Z35UBRA / CS-Z35UFRAW | Panasonic | Non Ducted | Single Split System | 3.5 | 4.3 | INELIGIBLE | 0 | 0 | 0 | 0 | 0 | 0
CU-Z50UBRA / CS-Z50UFRAW | Panasonic | Non Ducted | Single Split System | 5 | 5.6 | ELIGIBLE | 29 | 102 | 783.94 | 34 | 188 | 1008.04
CU-QZ71BKR/CS-QZ71BKR | Panasonic | Non Ducted | Single Split System | 7 | 7.5 | ELIGIBLE | 39 | 34 | 920.14 | 45 | 154 | 1210.9
CU-QZ50BKR/CS-QZ50BKR | Panasonic | Non Ducted | Single Split System | 5 | 5.4 | INELIGIBLE | 0 | 0 | 0 | 0 | 0 | 0
CU-QZ35BKR/CS-QZ35BKR | Panasonic | Non Ducted | Single Split System | 3.5 | 4 | INELIGIBLE | 0 | 0 | 0 | 0 | 0 | 0
CU-QZ25BKR/CS-QZ25BKR | Panasonic | Non Ducted | Single Split System | 2.5 | 2.795 | INELIGIBLE | 0 | 0 | 0 | 0 | 0 | 0
CU-RZ71AKR / S-71PK4R | Panasonic | Non Ducted | Single Split System | 7.1 | 8 | ELIGIBLE | 43 | 81 | 1071.08 | 49 | 203 | 1364.44
CU-RZ25AKR / S-25PK4R | Panasonic | Non Ducted | Single Split System | 2.5 | 3 | INELIGIBLE | 0 | 0 | 0 | 0 | 0 | 0
CU-RZ50AKR / S-50PK4R | Panasonic | Non Ducted | Single Split System | 5 | 6 | INELIGIBLE | 0 | 0 | 0 | 0 | 0 | 0
CU-RZ95AKR / S-100PK4R | Panasonic | Non Ducted | Single Split System | 8.8 | 9 | ELIGIBLE | 49 | 46 | 1160.34 | 56 | 198 | 1515.16
U-100PZ4R8 / S-100PK4R | Panasonic | Non Ducted | Single Split System | 9 | 9 | INELIGIBLE | 0 | 0 | 0 | 0 | 0 | 0
U-71PZH3R5 / S-71PE4R | Panasonic | Ducted | Single Split System | 7.1 | 8 | ELIGIBLE | 47 | 162 | 1266.22 | 54 | 300 | 1602.84
U-100PZH3R5 / S-100PE4R | Panasonic | Ducted | Single Split System | 10 | 12.5 | ELIGIBLE | 73 | 328 | 2065.98 | 84 | 522 | 2565.24
U-125PZH3R5 / S-125PE4R | Panasonic | Ducted | Single Split System | 12.5 | 14 | ELIGIBLE | 85 | 410 | 2442.1 | 98 | 652 | 3048.68
U-140PZH3R5 / S-140PE4R | Panasonic | Ducted | Single Split System | 14 | 16 | ELIGIBLE | 92 | 205 | 2332.82 | 106 | 476 | 2999.56
U-100PZH3R8 / S-100PE4R | Panasonic | Ducted | Single Split System | 10 | 12.5 | ELIGIBLE | 72 | 328 | 2043.52 | 83 | 522 | 2542.78
U-125PZH3R8 / S-125PE4R | Panasonic | Ducted | Single Split System | 12.5 | 14 | ELIGIBLE | 85 | 410 | 2442.1 | 98 | 652 | 3048.68
U-140PZH3R8 / S-140PE4R | Panasonic | Ducted | Single Split System | 14 | 16 | ELIGIBLE | 92 | 205 | 2332.82 | 106 | 476 | 2999.56
U-60PZ4R5 / S-6071PU3E | Panasonic | Non Ducted | Single Split System | 6 | 6 | ELIGIBLE | 36 | 164 | 1021.76 | 41 | 267 | 1267.96
U-60PZ4R5 / S-6071PF3E | Panasonic | Ducted | Single Split System | 5.7 | 5.7 | ELIGIBLE | 34 | 105 | 900.14 | 39 | 216 | 1156.74
U-60PZ4R5 / S-6071PT3E | Panasonic | Non Ducted | Single Split System | 6 | 6 | ELIGIBLE | 34 | 164 | 976.84 | 39 | 267 | 1223.04
U-60PZ4R5 / S-60PY3E | Panasonic | Non Ducted | Single Split System | 6 | 6 | INELIGIBLE | 0 | 0 | 0 | 0 | 0 | 0
U-71PZ4R5 / S-6071PU3E | Panasonic | Non Ducted | Single Split System | 7.1 | 7.1 | ELIGIBLE | 40 | 98 | 1025.8 | 46 | 220 | 1319.16
U-71PZ4R5 / S-6071PF3E | Panasonic | Ducted | Single Split System | 6.8 | 6.8 | ELIGIBLE | 39 | 86 | 987.74 | 45 | 217 | 1292.8
U-71PZ4R5 / S-6071PT3E | Panasonic | Non Ducted | Single Split System | 6.8 | 6.8 | ELIGIBLE | 38 | 129 | 1021.18 | 43 | 247 | 1286.88
U-100PZ4R5 / S-1014PU3E | Panasonic | Non Ducted | Single Split System | 10 | 10 | ELIGIBLE | 65 | 339 | 1900.6 | 74 | 533 | 2354.94
U-100PZ4R8 / S-1014PU3E | Panasonic | Non Ducted | Single Split System | 10 | 10 | ELIGIBLE | 65 | 339 | 1900.6 | 74 | 533 | 2354.94
U-100PZ4R5 / S-1014PF3E | Panasonic | Ducted | Single Split System | 9.5 | 9.5 | ELIGIBLE | 56 | 226 | 1551.56 | 64 | 410 | 1970.44
U-100PZ4R8 / S-1014PF3E | Panasonic | Ducted | Single Split System | 9.5 | 9.5 | ELIGIBLE | 56 | 226 | 1551.56 | 65 | 410 | 1992.9
U-100PZ4R5 / S-1014PT3E | Panasonic | Non Ducted | Single Split System | 10 | 10 | ELIGIBLE | 62 | 266 | 1738.32 | 71 | 460 | 2192.66
U-100PZ4R8 / S-1014PT3E | Panasonic | Non Ducted | Single Split System | 10 | 10 | ELIGIBLE | 61 | 266 | 1715.86 | 70 | 460 | 2170.2
U-125PZ4R5 / S-1014PU3E | Panasonic | Non Ducted | Single Split System | 12.5 | 12.5 | ELIGIBLE | 76 | 304 | 2102.16 | 88 | 546 | 2686.28
U-125PZ4R8 / S-1014PU3E | Panasonic | Non Ducted | Single Split System | 12.5 | 12.5 | ELIGIBLE | 76 | 304 | 2102.16 | 88 | 546 | 2686.28
U-125PZ4R5 / S-1014PF3E | Panasonic | Ducted | Single Split System | 12.1 | 12.1 | ELIGIBLE | 67 | 192 | 1754.42 | 78 | 426 | 2305.68
U-125PZ4R8 / S-1014PF3E | Panasonic | Ducted | Single Split System | 12.1 | 12.1 | ELIGIBLE | 67 | 192 | 1754.42 | 78 | 426 | 2305.68
U-125PZ4R5 / S-1014PT3E | Panasonic | Non Ducted | Single Split System | 12.5 | 12.5 | ELIGIBLE | 70 | 152 | 1769.8 | 82 | 394 | 2353.92
U-125PZ4R8 / S-1014PT3E | Panasonic | Non Ducted | Single Split System | 12.5 | 12.5 | ELIGIBLE | 70 | 152 | 1769.8 | 82 | 394 | 2353.92
U-140PZ4R5 / S-1014PU3E | Panasonic | Non Ducted | Single Split System | 14 | 14 | ELIGIBLE | 83 | 98 | 1991.58 | 95 | 370 | 2614.7
U-140PZ4R8 / S-1014PU3E | Panasonic | Non Ducted | Single Split System | 14 | 14 | ELIGIBLE | 83 | 98 | 1991.58 | 95 | 370 | 2614.7
U-140PZ4R5 / S-1014PF3E | Panasonic | Ducted | Single Split System | 13.4 | 13.4 | ELIGIBLE | 75 | 180 | 1918.5 | 87 | 440 | 2526.02
U-140PZ4R8 / S-1014PF3E | Panasonic | Ducted | Single Split System | 13.4 | 13.4 | ELIGIBLE | 75 | 180 | 1918.5 | 87 | 440 | 2526.02
U-140PZ4R5 / S-1014PT3E | Panasonic | Non Ducted | Single Split System | 13.6 | 14 | ELIGIBLE | 75 | 37 | 1732.6 | 87 | 301 | 2345.32
U-140PZ4R8 / S-1014PT3E | Panasonic | Non Ducted | Single Split System | 13.6 | 14 | ELIGIBLE | 75 | 37 | 1732.6 | 87 | 301 | 2345.32
U-160PZH3R8 / S-160PE4RA | Panasonic | Ducted | Single Split System | 16 | 18 | ELIGIBLE | 99 | 174 | 2449.74 | 115 | 484 | 3212.1
U-160PZH3R8 / S-160PE4R | Panasonic | Ducted | Single Split System | 16 | 18 | ELIGIBLE | 99 | 174 | 2449.74 | 115 | 484 | 3212.1
U-160PZH3R8 / S-160PE4RN | Panasonic | Ducted | Single Split System | 16 | 18 | ELIGIBLE | 99 | 174 | 2449.74 | 115 | 484 | 3212.1
U-160PZH3R8 / S-160PE4* | Panasonic | Ducted | Single Split System | 16 | 18 | ELIGIBLE | 99 | 174 | 2449.74 | 115 | 484 | 3212.1
U-160PZH3R5 / S-160PE4RA | Panasonic | Ducted | Single Split System | 16 | 18 | ELIGIBLE | 99 | 174 | 2449.74 | 115 | 484 | 3212.1
U-160PZH3R5 / S-160PE4R | Panasonic | Ducted | Single Split System | 16 | 18 | ELIGIBLE | 99 | 174 | 2449.74 | 115 | 484 | 3212.1
U-160PZH3R5 / S-160PE4RN | Panasonic | Ducted | Single Split System | 16 | 18 | ELIGIBLE | 99 | 174 | 2449.74 | 115 | 484 | 3212.1
U-160PZH3R5 / S-160PE4* | Panasonic | Ducted | Single Split System | 16 | 18 | ELIGIBLE | 99 | 174 | 2449.74 | 115 | 484 | 3212.1
U-140PZ4R5 / S-140PE4RN | Panasonic | Ducted | Single Split System | 14 | 14 | ELIGIBLE | 78 | 115 | 1901.38 | 91 | 386 | 2545.66
U-140PZ4R5 / S-140PE4* | Panasonic | Ducted | Single Split System | 14 | 14 | ELIGIBLE | 78 | 115 | 1901.38 | 91 | 386 | 2545.66
U-140PZ4R5 / S-140PE4R | Panasonic | Ducted | Single Split System | 14 | 14 | ELIGIBLE | 78 | 115 | 1901.38 | 91 | 386 | 2545.66
U-140PZ4R8 / S-140PE4* | Panasonic | Ducted | Single Split System | 14 | 14 | ELIGIBLE | 78 | 115 | 1901.38 | 91 | 386 | 2545.66
U-140PZ4R8 / S-140PE4R | Panasonic | Ducted | Single Split System | 14 | 14 | ELIGIBLE | 78 | 115 | 1901.38 | 91 | 386 | 2545.66
U-140PZ4R8 / S-140PE4RN | Panasonic | Ducted | Single Split System | 14 | 14 | ELIGIBLE | 78 | 115 | 1901.38 | 91 | 386 | 2545.66
U-125PZ4R8 / S-125PE4R | Panasonic | Ducted | Single Split System | 12.5 | 12.5 | ELIGIBLE | 75 | 287 | 2057.6 | 86 | 529 | 2619.26
U-125PZ4R8 / S-125PE4RN | Panasonic | Ducted | Single Split System | 12.5 | 12.5 | ELIGIBLE | 75 | 287 | 2057.6 | 86 | 529 | 2619.26
U-125PZ4R8 / S-125PE4* | Panasonic | Ducted | Single Split System | 12.5 | 12.5 | ELIGIBLE | 75 | 287 | 2057.6 | 86 | 529 | 2619.26
U-125PZ4R5 / S-125PE4R | Panasonic | Ducted | Single Split System | 12.5 | 12.5 | ELIGIBLE | 75 | 287 | 2057.6 | 86 | 529 | 2619.26
U-125PZ4R5 / S-125PE4RN | Panasonic | Ducted | Single Split System | 12.5 | 12.5 | ELIGIBLE | 75 | 287 | 2057.6 | 86 | 529 | 2619.26
U-125PZ4R5 / S-125PE4* | Panasonic | Ducted | Single Split System | 12.5 | 12.5 | ELIGIBLE | 75 | 287 | 2057.6 | 86 | 529 | 2619.26
U-100PZ4R8 / S-100PE4R | Panasonic | Ducted | Single Split System | 10 | 10 | ELIGIBLE | 59 | 182 | 1561.74 | 68 | 376 | 2016.08
U-100PZ4R8 / S-100PE4RN | Panasonic | Ducted | Single Split System | 10 | 10 | ELIGIBLE | 59 | 182 | 1561.74 | 68 | 376 | 2016.08
U-100PZ4R8 / S-100PE4* | Panasonic | Ducted | Single Split System | 10 | 10 | ELIGIBLE | 59 | 182 | 1561.74 | 68 | 376 | 2016.08
U-100PZ4R5 / S-100PE4* | Panasonic | Ducted | Single Split System | 9.5 | 10 | ELIGIBLE | 52 | 36 | 1214.72 | 61 | 220 | 1656.06
U-100PZ4R5 / S-100PE4R | Panasonic | Ducted | Single Split System | 9.5 | 10 | ELIGIBLE | 52 | 36 | 1214.72 | 61 | 220 | 1656.06
U-100PZ4R5 / S-100PE4RN | Panasonic | Ducted | Single Split System | 9.5 | 10 | ELIGIBLE | 52 | 36 | 1214.72 | 61 | 220 | 1656.06
U-71PZ4R5 / S-71PE4R | Panasonic | Ducted | Single Split System | 7.1 | 7.1 | ELIGIBLE | 40 | 61 | 977.7 | 46 | 199 | 1291.86
U-60PZ4R5 / S-60PE4R | Panasonic | Ducted | Single Split System | 6 | 6 | ELIGIBLE | 34 | 53 | 832.54 | 39 | 169 | 1095.64
U-71PZ3R5 / S-6071PU3E | Panasonic | Non Ducted | Single Split System | 7.1 | 7.1 | ELIGIBLE | 41 | 64 | 1004.06 | 46 | 186 | 1274.96
U-71PZ3R5 / S-6071PF3E | Panasonic | Ducted | Single Split System | 6.8 | 6.8 | ELIGIBLE | 38 | 30 | 892.48 | 44 | 161 | 1197.54
U-60PZ3R5 / S-6071PU3E | Panasonic | Non Ducted | Single Split System | 6 | 6 | ELIGIBLE | 36 | 164 | 1021.76 | 41 | 267 | 1267.96
U-60PZ3R5 / S-6071PF3E | Panasonic | Ducted | Single Split System | 5.7 | 5.7 | ELIGIBLE | 34 | 128 | 930.04 | 39 | 238 | 1185.34
U-50PZ3R5 / S-3650PF3E | Panasonic | Ducted | Single Split System | 4.6 | 5 | ELIGIBLE | 28 | 24 | 660.08 | 32 | 113 | 865.62
U-36PZ3R5 / S-3650PF3E | Panasonic | Ducted | Single Split System | 3.4 | 3.6 | ELIGIBLE | 21 | 110 | 614.66 | 24 | 176 | 767.84
U-140PZ3R8 / S-1014PF3E | Panasonic | Ducted | Single Split System | 13.4 | 13.4 | INELIGIBLE | 0 | 0 | 0 | 0 | 0 | 0
U-140PZ3R8 / S-1014PU3E | Panasonic | Non Ducted | Single Split System | 14 | 14 | ELIGIBLE | 82 | 98 | 1969.12 | 95 | 370 | 2614.7
U-125PZ3R8 / S-1014PF3E | Panasonic | Ducted | Single Split System | 12.1 | 12.1 | INELIGIBLE | 0 | 0 | 0 | 0 | 0 | 0
U-125PZ3R8 / S-1014PU3E | Panasonic | Non Ducted | Single Split System | 12.5 | 12.5 | ELIGIBLE | 76 | 304 | 2102.16 | 88 | 546 | 2686.28
U-100PZ3R8 / S-1014PF3E | Panasonic | Ducted | Single Split System | 9.5 | 9.5 | ELIGIBLE | 56 | 226 | 1551.56 | 65 | 410 | 1992.9
U-100PZ3R8 / S-1014PU3E | Panasonic | Non Ducted | Single Split System | 10 | 10 | ELIGIBLE | 65 | 339 | 1900.6 | 74 | 533 | 2354.94
U-140PZ3R5 / S-1014PF3E | Panasonic | Ducted | Single Split System | 13.4 | 13.4 | ELIGIBLE | 73 | 46 | 1699.38 | 85 | 305 | 2305.6
U-140PZ3R5 / S-1014PU3E | Panasonic | Non Ducted | Single Split System | 14 | 14 | ELIGIBLE | 82 | 98 | 1969.12 | 95 | 370 | 2614.7
U-125PZ3R5 / S-1014PU3E | Panasonic | Non Ducted | Single Split System | 12.5 | 12.5 | ELIGIBLE | 76 | 304 | 2102.16 | 88 | 546 | 2686.28
U-100PZ3R5 / S-1014PF3E | Panasonic | Ducted | Single Split System | 9.5 | 9.5 | ELIGIBLE | 56 | 226 | 1551.56 | 65 | 410 | 1992.9
U-100PZ3R5 / S-1014PU3E | Panasonic | Non Ducted | Single Split System | 10 | 10 | ELIGIBLE | 65 | 339 | 1900.6 | 74 | 533 | 2354.94
U-125PZ3R5 / S-1014PF3E | Panasonic | Ducted | Single Split System | 12.1 | 12.1 | ELIGIBLE | 67 | 192 | 1754.42 | 78 | 426 | 2305.68
HPR-09A2 | PIONEER INTERNATIONAL | Non Ducted | Single Split System | 2.5 | 2.6 | ELIGIBLE | 13 | 29 | 329.68 | 15 | 67 | 424
HPR-12A2 | PIONEER INTERNATIONAL | Non Ducted | Single Split System | 3.5 | 3.6 | INELIGIBLE | 0 | 0 | 0 | 0 | 0 | 0
HPR-18A2 | PIONEER INTERNATIONAL | Non Ducted | Single Split System | 5 | 5.1 | ELIGIBLE | 28 | 7 | 637.98 | 32 | 93 | 839.62
HPR-24A2 | PIONEER INTERNATIONAL | Non Ducted | Single Split System | 6.7 | 7 | INELIGIBLE | 0 | 0 | 0 | 0 | 0 | 0
VPC-36A1/CPE-36A1 | PIONEER INTERNATIONAL | Ducted | Single Split System | 10 | 10 | INELIGIBLE | 0 | 0 | 0 | 0 | 0 | 0
VPC-36A1 | PIONEER INTERNATIONAL | Ducted | Single Split System | 10 | 10 | INELIGIBLE | 0 | 0 | 0 | 0 | 0 | 0
VPC-36A1/VPE-36A1 | PIONEER INTERNATIONAL | Ducted | Single Split System | 10 | 10 | INELIGIBLE | 0 | 0 | 0 | 0 | 0 | 0
VPC-48A1/CPE-48A1 | PIONEER INTERNATIONAL | Ducted | Single Split System | 14 | 14 | ELIGIBLE | 74 | 513 | 2328.94 | 87 | 784 | 2973.22
VPC-48A1 | PIONEER INTERNATIONAL | Ducted | Single Split System | 14 | 14 | ELIGIBLE | 74 | 513 | 2328.94 | 87 | 784 | 2973.22
VPC-48A1/VPE-48A1 | PIONEER INTERNATIONAL | Ducted | Single Split System | 14 | 14 | ELIGIBLE | 74 | 513 | 2328.94 | 87 | 784 | 2973.22
VPE-60A1/VPC-60D1 | PIONEER INTERNATIONAL | Ducted | Single Split System | 16.29 | 16 | ELIGIBLE | 75 | 350 | 2139.5 | 90 | 665 | 2885.9
CPE-60A1/VPC-60D1 | PIONEER INTERNATIONAL | Ducted | Single Split System | 16.29 | 16 | ELIGIBLE | 75 | 350 | 2139.5 | 90 | 665 | 2885.9
VPC-60D1/VPE-60A1/CPE-60A1 | PIONEER INTERNATIONAL | Ducted | Single Split System | 16.29 | 16 | ELIGIBLE | 75 | 350 | 2139.5 | 90 | 665 | 2885.9
PC35RWF | POLO | Non Ducted | Portable | 3.5 | 3 | INELIGIBLE | 0 | 0 | 0 | 0 | 0 | 0
PRO-52ITW | PROMA | Non Ducted | Single Split System | 5.25 | 5.4 | INELIGIBLE | 0 | 0 | 0 | 0 | 0 | 0
PRO-35ITP | PROMA | Non Ducted | Single Split System | 3.5 | 4.5 | INELIGIBLE | 0 | 0 | 0 | 0 | 0 | 0
PRO-72ITP | PROMA | Non Ducted | Single Split System | 7.2 | 7.2 | ELIGIBLE | 38 | 188 | 1097.88 | 44 | 312 | 1393.84
PRO-26ITP | PROMA | Non Ducted | Single Split System | 2.64 | 4.05 | INELIGIBLE | 0 | 0 | 0 | 0 | 0 | 0
PRO-52ITP | PROMA | Non Ducted | Single Split System | 5.2 | 5.2 | ELIGIBLE | 28 | 120 | 784.88 | 32 | 210 | 991.72
WAC27 | RAPTA | Non Ducted | Window Wall | 2.7 | 2.4 | INELIGIBLE | 0 | 0 | 0 | 0 | 0 | 0
HMGLRIDGE | RIDGE | Non Ducted | Single Split System | 7.2 | 7.2 | ELIGIBLE | 39 | 181 | 1111.24 | 45 | 305 | 1407.2
HSNRQ25B | Rinnai | Non Ducted | Single Split System | 2.5 | 2.5 | ELIGIBLE | 11 | 88 | 361.46 | 13 | 126 | 455.78
HSNRQ35B | Rinnai | Non Ducted | Single Split System | 3.4 | 3.5 | ELIGIBLE | 15 | 105 | 473.4 | 18 | 157 | 608.38
HSNRQ50B | Rinnai | Non Ducted | Single Split System | 5.2 | 5.2 | ELIGIBLE | 26 | 232 | 885.56 | 30 | 322 | 1092.4
HSNRQ70B | Rinnai | Non Ducted | Single Split System | 7.03 | 7.03 | ELIGIBLE | 30 | 178 | 905.2 | 36 | 299 | 1197.26
HSNRQ80B | Rinnai | Non Ducted | Single Split System | 8 | 8.4 | INELIGIBLE | 0 | 0 | 0 | 0 | 0 | 0
DINLU10Z7/DONSC10Z7 | Rinnai | Ducted | Packaged | 10.125 | 0 | INELIGIBLE | 0 | 0 | 0 | 0 | 0 | 0
HSNRG51A11 | Rinnai | Non Ducted | Single Split System | 4.925 | 5.5 | INELIGIBLE | 0 | 0 | 0 | 0 | 0 | 0
DSNR07A12 | Rinnai | Ducted | Single Split System | 7 | 7.5 | INELIGIBLE | 0 | 0 | 0 | 0 | 0 | 0
DSNR10A12 | Rinnai | Ducted | Single Split System | 10 | 10.5 | INELIGIBLE | 0 | 0 | 0 | 0 | 0 | 0
DSNR12A12 | Rinnai | Ducted | Single Split System | 13.8 | 14.5 | INELIGIBLE | 0 | 0 | 0 | 0 | 0 | 0
HONRJ35B / HINRJ35B | Rinnai | Non Ducted | Single Split System | 3.5 | 4 | INELIGIBLE | 0 | 0 | 0 | 0 | 0 | 0
HONRJ50B / HINRJ50B | Rinnai | Non Ducted | Single Split System | 5.2 | 5.2 | ELIGIBLE | 29 | 187 | 894.44 | 33 | 277 | 1101.28
HONRJ70B / HINRJ70B | Rinnai | Non Ducted | Single Split System | 7.04 | 8.2 | INELIGIBLE | 0 | 0 | 0 | 0 | 0 | 0
HONRJ25B / HINRJ25B | Rinnai | Non Ducted | Single Split System | 2.64 | 2.9 | ELIGIBLE | 14 | 107 | 453.54 | 16 | 147 | 550.46
HSNRP20 | RINNAI | Non Ducted | Single Split System | 2 | 2.25 | ELIGIBLE | 12 | 65 | 354.02 | 13 | 95 | 415.48
HSNRP80 | RINNAI | Non Ducted | Single Split System | 8 | 8.5 | INELIGIBLE | 0 | 0 | 0 | 0 | 0 | 0
HSNRP35 | RINNAI | Non Ducted | Single Split System | 3.55 | 4 | ELIGIBLE | 19 | 84 | 535.94 | 21 | 137 | 649.76
HSNRP50 | RINNAI | Non Ducted | Single Split System | 5 | 5.2 | ELIGIBLE | 27 | 141 | 789.72 | 31 | 227 | 991.36
HSNRP60 | RINNAI | Non Ducted | Single Split System | 6 | 6.2 | INELIGIBLE | 0 | 0 | 0 | 0 | 0 | 0
HSNRP70 | RINNAI | Non Ducted | Single Split System | 7 | 7.5 | INELIGIBLE | 0 | 0 | 0 | 0 | 0 | 0
HSNRP26 | RINNAI | Non Ducted | Single Split System | 2.65 | 2.7 | ELIGIBLE | 15 | 108 | 477.3 | 17 | 149 | 575.52
HONRT25B / HINRT25B | Rinnai | Non Ducted | Single Split System | 2.64 | 2.9 | ELIGIBLE | 14 | 107 | 453.54 | 16 | 147 | 550.46
HONRT35B / HINRT35B | Rinnai | Non Ducted | Single Split System | 3.5 | 4 | INELIGIBLE | 0 | 0 | 0 | 0 | 0 | 0
HONRT50B / HINRT50B | Rinnai | Non Ducted | Single Split System | 5.2 | 5.2 | ELIGIBLE | 29 | 187 | 894.44 | 33 | 277 | 1101.28
HONRT70B / HINRT70B | Rinnai | Non Ducted | Single Split System | 7.04 | 8.2 | INELIGIBLE | 0 | 0 | 0 | 0 | 0 | 0
HONRT80B / HINRT80B | Rinnai | Non Ducted | Single Split System | 8 | 8.4 | INELIGIBLE | 0 | 0 | 0 | 0 | 0 | 0
DONSGHW18Z2/DINLR17Z72 | RINNAI | Ducted | Single Split System | 17 | 17.5 | ELIGIBLE | 90 | 184 | 2260.6 | 106 | 513 | 3047.66
DONSR17Z72/DINLR17Z72 | RINNAI | Ducted | Single Split System | 17 | 17.5 | ELIGIBLE | 90 | 184 | 2260.6 | 106 | 513 | 3047.66
DONSR17Z72 | RINNAI | Ducted | Single Split System | 17 | 17.5 | ELIGIBLE | 90 | 184 | 2260.6 | 106 | 513 | 3047.66
DONSR07B1/DINLR07B1 | RINNAI | Ducted | Single Split System | 7.3 | 7.5 | ELIGIBLE | 46 | 142 | 1217.76 | 53 | 284 | 1559.58
DONSR09B1/DINLR09B1 | RINNAI | Ducted | Single Split System | 9 | 10 | ELIGIBLE | 60 | 198 | 1605 | 69 | 372 | 2033.34
DONSR11B1/DINLR11B1 | RINNAI | Ducted | Single Split System | 10.5 | 11.5 | ELIGIBLE | 67 | 160 | 1712.82 | 77 | 364 | 2202.62
DONSR13B1/DINLR13B1 | RINNAI | Ducted | Single Split System | 12.5 | 13 | ELIGIBLE | 79 | 298 | 2161.74 | 90 | 540 | 2723.4
DONSR15B1/DINLR15B1 | RINNAI | Ducted | Single Split System | 14 | 14.5 | ELIGIBLE | 85 | 177 | 2139.2 | 98 | 448 | 2783.48
DONSR18B1/DINLR18B1 | RINNAI | Ducted | Single Split System | 17 | 18 | ELIGIBLE | 101 | 131 | 2438.76 | 117 | 460 | 3225.82
HSNRP26B | RINNAI | Non Ducted | Single Split System | 2.65 | 2.7 | ELIGIBLE | 15 | 108 | 477.3 | 17 | 149 | 575.52
HSNRP35B | RINNAI | Non Ducted | Single Split System | 3.5 | 3.8 | ELIGIBLE | 20 | 93 | 570.1 | 22 | 146 | 683.92
HSNRP50B | RINNAI | Non Ducted | Single Split System | 5 | 5.4 | ELIGIBLE | 29 | 152 | 848.94 | 33 | 239 | 1051.88
HSNRP60B | RINNAI | Non Ducted | Single Split System | 6 | 6.5 | INELIGIBLE | 0 | 0 | 0 | 0 | 0 | 0
HSNRP70B | RINNAI | Non Ducted | Single Split System | 7.15 | 7.8 | ELIGIBLE | 42 | 168 | 1161.72 | 48 | 291 | 1456.38
HSNRP80B | RINNAI | Non Ducted | Single Split System | 7.8 | 8.3 | ELIGIBLE | 44 | 124 | 1149.44 | 50 | 259 | 1459.7
DONSR07Z72/DINLR07Z72 | Rinnai | Ducted | Single Split System | 7 | 8 | INELIGIBLE | 0 | 0 | 0 | 0 | 0 | 0
DONSR10Z72/ DINLR10Z72 | Rinnai | Ducted | Single Split System | 10.5 | 10.5 | ELIGIBLE | 58 | 116 | 1453.48 | 67 | 319 | 1919.52
DONSR12Z72/DINLR12Z72 | Rinnai | Ducted | Single Split System | 13 | 15 | ELIGIBLE | 85 | 229 | 2206.8 | 98 | 480 | 2825.08
DONSR14Z72/ DINLR14Z72 | Rinnai | Ducted | Single Split System | 14.5 | 17 | INELIGIBLE | 0 | 0 | 0 | 0 | 0 | 0
DONSR11B1/DINLR11B1 | RINNAI | Ducted | Single Split System | 10.5 | 11.5 | ELIGIBLE | 67 | 160 | 1712.82 | 77 | 364 | 2202.62
DONSR18B1/DINLR18B1 | RINNAI | Ducted | Single Split System | 17 | 18 | ELIGIBLE | 101 | 131 | 2438.76 | 117 | 460 | 3225.82
DONSR07B1/DINLR07B1 | RINNAI | Ducted | Single Split System | 7.3 | 7.5 | ELIGIBLE | 46 | 142 | 1217.76 | 53 | 284 | 1559.58
DONSR09B1/DINLR09B1 | RINNAI | Ducted | Single Split System | 9 | 10 | ELIGIBLE | 60 | 198 | 1605 | 69 | 372 | 2033.34
DONSR11B1/DINLR11B1 | RINNAI | Ducted | Single Split System | 10.5 | 11.5 | ELIGIBLE | 67 | 160 | 1712.82 | 77 | 364 | 2202.62
DONSR18B1/DINLR18B1 | RINNAI | Ducted | Single Split System | 17 | 18 | ELIGIBLE | 101 | 131 | 2438.76 | 117 | 460 | 3225.82
RPC35PDRWF | Rinnai | Non Ducted | Portable | 3.5 | 3 | INELIGIBLE | 0 | 0 | 0 | 0 | 0 | 0
FSNRP50B | RINNAI | Non Ducted | Single Split System | 4.9 | 5.5 | ELIGIBLE | 30 | 101 | 805.1 | 34 | 186 | 1005.44
HONRP50B / FINRP50MBNZ | Rinnai | Non Ducted | Single Split System | 4.7 | 5.2 | ELIGIBLE | 28 | 11 | 643.18 | 32 | 92 | 838.32
HONRJ80B / HINRJ80B | Rinnai | Non Ducted | Single Split System | 8 | 8.4 | INELIGIBLE | 0 | 0 | 0 | 0 | 0 | 0
HONRJX25/HINRJX25 | Rinnai | Non Ducted | Single Split System | 2.65 | 2.7 | ELIGIBLE | 15 | 114 | 485.1 | 17 | 155 | 583.32
HONRJX35/HINRJX35 | Rinnai | Non Ducted | Single Split System | 3.55 | 3.8 | ELIGIBLE | 19 | 100 | 556.74 | 22 | 154 | 694.32
HONRJX70/HINRJX70 | Rinnai | Non Ducted | Single Split System | 7.04 | 7.5 | ELIGIBLE | 40 | 188 | 1142.8 | 46 | 309 | 1434.86
HONRJX80/HINRJX80 | Rinnai | Non Ducted | Single Split System | 8 | 8.5 | INELIGIBLE | 0 | 0 | 0 | 0 | 0 | 0
HSNRTX20 | Rinnai | Non Ducted | Single Split System | 2.05 | 2.37 | ELIGIBLE | 12 | 66 | 355.32 | 14 | 97 | 440.54
HSNRTX25 | Rinnai | Non Ducted | Single Split System | 2.5 | 2.795 | ELIGIBLE | 14 | 80 | 418.44 | 16 | 118 | 512.76
HSNRTX35 | Rinnai | Non Ducted | Single Split System | 3.5 | 4 | ELIGIBLE | 19 | 59 | 503.44 | 22 | 112 | 639.72
HSNRTX50 | Rinnai | Non Ducted | Single Split System | 5 | 5.54 | ELIGIBLE | 30 | 120 | 829.8 | 34 | 206 | 1031.44
HSNRTX60 | Rinnai | Non Ducted | Single Split System | 6 | 6.5 | INELIGIBLE | 0 | 0 | 0 | 0 | 0 | 0
HSNRTX70 | Rinnai | Non Ducted | Single Split System | 7 | 7.5 | ELIGIBLE | 40 | 91 | 1016.7 | 46 | 212 | 1308.76
HSNRTX80 | Rinnai | Non Ducted | Single Split System | 7.65 | 8.2 | ELIGIBLE | 42 | 57 | 1017.42 | 49 | 188 | 1344.94
HSNRTX90 | Rinnai | Non Ducted | Single Split System | 9 | 9.5 | ELIGIBLE | 50 | 117 | 1275.1 | 57 | 272 | 1633.82
DONSR07B1LA/DINLR07B1A | Rinnai | Ducted | Single Split System | 7.3 | 7.5 | ELIGIBLE | 46 | 121 | 1190.46 | 52 | 262 | 1508.52
DONSR09B1LA/DINLR09B1A | Rinnai | Ducted | Single Split System | 9 | 10.5 | ELIGIBLE | 63 | 164 | 1628.18 | 72 | 338 | 2056.52
DONSR11B1LA/DINLR11B1A | Rinnai | Ducted | Single Split System | 10.5 | 12.5 | ELIGIBLE | 72 | 135 | 1792.62 | 83 | 339 | 2304.88
HONRPX25/HINRPX25M | Rinnai | Non Ducted | Single Split System | 2.6 | 3.25 | ELIGIBLE | 17 | 122 | 540.42 | 19 | 162 | 637.34
HONRPX35/HINRPX35M | Rinnai | Non Ducted | Single Split System | 3.5 | 3.8 | ELIGIBLE | 20 | 86 | 561 | 23 | 139 | 697.28
HONRPX50/HINRPX50M | Rinnai | Non Ducted | Single Split System | 5 | 6 | ELIGIBLE | 35 | 226 | 1079.9 | 40 | 312 | 1304
HONRPX60/HINRPX60M | Rinnai | Non Ducted | Single Split System | 6 | 6.55 | ELIGIBLE | 37 | 165 | 1045.52 | 42 | 268 | 1291.72
HONRPX70/HINRPX70M | Rinnai | Non Ducted | Single Split System | 7 | 7.7 | ELIGIBLE | 42 | 113 | 1090.22 | 48 | 234 | 1382.28
HONRPX80/HINRPX80M | Rinnai | Non Ducted | Single Split System | 7.95 | 8.7 | ELIGIBLE | 45 | 80 | 1114.7 | 52 | 217 | 1450.02
DONSR13B1LA/DINLR13B1A | Rinnai | Ducted | Single Split System | 12.6 | 14.5 | ELIGIBLE | 87 | 167 | 2171.12 | 100 | 412 | 2781.6
DONSR15B1LA/DINLR15B1SA | Rinnai | Ducted | Single Split System | 14 | 16.8 | ELIGIBLE | 94 | 188 | 2355.64 | 109 | 459 | 3044.84
DONSR15B1TA/DINLR15B1SA | Rinnai | Ducted | Single Split System | 14 | 17 | ELIGIBLE | 100 | 345 | 2694.5 | 115 | 616 | 3383.7
DONSR18B1TA/DINLR18B1SA | Rinnai | Ducted | Single Split System | 17 | 18 | ELIGIBLE | 102 | 215 | 2570.42 | 118 | 544 | 3357.48
HONRTX25/HINRTX25 | Rinnai | Non Ducted | Single Split System | 2.5 | 2.795 | ELIGIBLE | 14 | 80 | 418.44 | 16 | 118 | 512.76
HONRTX35/HINRTX35 | Rinnai | Non Ducted | Single Split System | 3.5 | 4 | ELIGIBLE | 19 | 59 | 503.44 | 22 | 112 | 639.72
HONRTX50/HINRTX50 | Rinnai | Non Ducted | Single Split System | 5 | 5.54 | ELIGIBLE | 30 | 120 | 829.8 | 34 | 206 | 1031.44
HONRTX60/HINRTX60 | Rinnai | Non Ducted | Single Split System | 6 | 6.5 | INELIGIBLE | 0 | 0 | 0 | 0 | 0 | 0
HONRTX70/HINRTX70 | Rinnai | Non Ducted | Single Split System | 7 | 7.5 | ELIGIBLE | 40 | 91 | 1016.7 | 46 | 212 | 1308.76
HONRTX80/HINRTX80 | Rinnai | Non Ducted | Single Split System | 7.65 | 8.2 | ELIGIBLE | 42 | 57 | 1017.42 | 49 | 188 | 1344.94
HONRTX90/HINRTX90 | Rinnai | Non Ducted | Single Split System | 9 | 9.5 | ELIGIBLE | 50 | 117 | 1275.1 | 57 | 272 | 1633.82
HONRJX50/HINRJX50 | Rinnai | Non Ducted | Single Split System | 5.2 | 5.2 | ELIGIBLE | 28 | 204 | 894.08 | 32 | 294 | 1100.92
AC200JXAFNH/ AC200JNHFKH | SAMSUNG | Ducted | Single Split System | 20 | 22.5 | INELIGIBLE | 0 | 0 | 0 | 0 | 0 | 0
AR50F12C1UHX / AR50F12C1UHN | Samsung | Non Ducted | Single Split System | 3.5 | 4 | INELIGIBLE | 0 | 0 | 0 | 0 | 0 | 0
AR50F30C1UHX / AR50F30C1UHN | Samsung | Non Ducted | Single Split System | 8 | 9 | INELIGIBLE | 0 | 0 | 0 | 0 | 0 | 0
AR50F09C1UHX / AR50F09C1UHN | Samsung | Non Ducted | Single Split System | 2.5 | 3.2 | ELIGIBLE | 15 | 74 | 433.1 | 17 | 112 | 527.42
AR09AXAABWKX/SA AR09AXAABWKN/SA | SAMSUNG ELECTRONICS | Non Ducted | Single Split System | 2.5 | 3.2 | INELIGIBLE | 0 | 0 | 0 | 0 | 0 | 0
AR12AXAABWKX/SA AR12AXAABWKN/SA | SAMSUNG ELECTRONICS | Non Ducted | Single Split System | 3.5 | 4 | INELIGIBLE | 0 | 0 | 0 | 0 | 0 | 0
AR18AXAABWKX/SA AR18AXAABWKN/SA | SAMSUNG ELECTRONICS | Non Ducted | Single Split System | 5 | 6 | INELIGIBLE | 0 | 0 | 0 | 0 | 0 | 0
AR09AXHQAWKXSA/AR09AXHQAWKNSA | SAMSUNG ELECTRONICS | Non Ducted | Single Split System | 2.48 | 3.24 | INELIGIBLE | 0 | 0 | 0 | 0 | 0 | 0
AR12AXHQAWKXSA/AR12AXHQAWKNSA | SAMSUNG ELECTRONICS | Non Ducted | Single Split System | 3.45 | 4.02 | INELIGIBLE | 0 | 0 | 0 | 0 | 0 | 0
AR18AXHQAWKXSA/AR18AXHQAWKNSA | SAMSUNG ELECTRONICS | Non Ducted | Single Split System | 5.14 | 5.95 | ELIGIBLE | 32 | 210 | 991.72 | 37 | 299 | 1219.72
AR24AXHQAWKXSA/AR24AXHQAWKNSA | SAMSUNG ELECTRONICS | Non Ducted | Single Split System | 7.07 | 7.94 | INELIGIBLE | 0 | 0 | 0 | 0 | 0 | 0
AR09BXEABWKX/ AR09BXEABWKN | SAMSUNG ELECTRONICS | Non Ducted | Single Split System | 2.5 | 3.2 | ELIGIBLE | 16 | 121 | 516.66 | 19 | 159 | 633.44
AR12BXEABWKX/ AR12BXEABWKN | SAMSUNG ELECTRONICS | Non Ducted | Single Split System | 3.5 | 4 | ELIGIBLE | 20 | 97 | 575.3 | 22 | 150 | 689.12
AR12BXECNWKX/ AR12BXECNWKN | SAMSUNG ELECTRONICS | Non Ducted | Single Split System | 3.5 | 4 | INELIGIBLE | 0 | 0 | 0 | 0 | 0 | 0
AR18BXEABWKX/ AR18BXEABWKN | SAMSUNG ELECTRONICS | Non Ducted | Single Split System | 5 | 6 | ELIGIBLE | 34 | 180 | 997.64 | 38 | 267 | 1200.58
AR24BXEABWKX/ AR24BXEABWKN | SAMSUNG ELECTRONICS | Non Ducted | Single Split System | 7 | 8 | INELIGIBLE | 0 | 0 | 0 | 0 | 0 | 0
AR30BXEABWKX/ AR30BXEABWKNSA | SAMSUNG ELECTRONICS | Non Ducted | Single Split System | 8 | 9 | INELIGIBLE | 0 | 0 | 0 | 0 | 0 | 0
AR09BXECNWKX/ AR09BXECNWKN | SAMSUNG ELECTRONICS | Non Ducted | Single Split System | 2.5 | 3.2 | ELIGIBLE | 15 | 63 | 418.8 | 17 | 101 | 513.12
AR18BXECNWKX/ AR18BXECNWKN | SAMSUNG ELECTRONICS | Non Ducted | Single Split System | 5 | 6 | INELIGIBLE | 0 | 0 | 0 | 0 | 0 | 0
AR24BXECNWKX/ AR24BXECNWKN | SAMSUNG ELECTRONICS | Non Ducted | Single Split System | 6.8 | 7.2 | INELIGIBLE | 0 | 0 | 0 | 0 | 0 | 0
AR30BXECNWKX/ AR30BXECNWKN | SAMSUNG ELECTRONICS | Non Ducted | Single Split System | 8 | 9 | INELIGIBLE | 0 | 0 | 0 | 0 | 0 | 0
AR09BXGYCWKX/ AR09BXGYCWKN | SAMSUNG ELECTRONICS | Non Ducted | Single Split System | 2.5 | 3.2 | ELIGIBLE | 15 | 63 | 418.8 | 17 | 101 | 513.12
AR12BXGYCWKX/ AR12BXGYCWKN | SAMSUNG ELECTRONICS | Non Ducted | Single Split System | 3.5 | 4 | INELIGIBLE | 0 | 0 | 0 | 0 | 0 | 0
AR18BXGYCWKX/ AR18BXGYCWKN | SAMSUNG ELECTRONICS | Non Ducted | Single Split System | 5 | 6 | INELIGIBLE | 0 | 0 | 0 | 0 | 0 | 0
AR24BXGYCWKX/ AR24BXGYCWKN | SAMSUNG ELECTRONICS | Non Ducted | Single Split System | 6.8 | 7.2 | INELIGIBLE | 0 | 0 | 0 | 0 | 0 | 0
AR30BXGYCWKX/ AR30BXGYCWKN | SAMSUNG ELECTRONICS | Non Ducted | Single Split System | 8 | 9 | INELIGIBLE | 0 | 0 | 0 | 0 | 0 | 0
AR09DXEANWKX / AR09DXEANWKN | SAMSUNG ELECTRONICS | Non Ducted | Single Split System | 2.5 | 3.2 | ELIGIBLE | 15 | 63 | 418.8 | 17 | 101 | 513.12
AR09DXFZCWKX / AR09DXFZCWKN | SAMSUNG ELECTRONICS | Non Ducted | Single Split System | 2.5 | 3.2 | ELIGIBLE | 15 | 63 | 418.8 | 17 | 101 | 513.12
AR12DXEANWKX / AR12DXEANWKN | SAMSUNG ELECTRONICS | Non Ducted | Single Split System | 3.5 | 4 | INELIGIBLE | 0 | 0 | 0 | 0 | 0 | 0
AR12DXFZCWKX / AR12DXFZCWKN | SAMSUNG ELECTRONICS | Non Ducted | Single Split System | 3.5 | 4 | INELIGIBLE | 0 | 0 | 0 | 0 | 0 | 0
AR18DXEANWKX / AR18DXEANWKN | SAMSUNG ELECTRONICS | Non Ducted | Single Split System | 5 | 6 | INELIGIBLE | 0 | 0 | 0 | 0 | 0 | 0
AR18DXFZCWKX / AR18DXFZCWKN | SAMSUNG ELECTRONICS | Non Ducted | Single Split System | 5 | 6 | INELIGIBLE | 0 | 0 | 0 | 0 | 0 | 0
AR24DXEANWKX / AR24DXEANWKN | SAMSUNG ELECTRONICS | Non Ducted | Single Split System | 6.8 | 7.2 | INELIGIBLE | 0 | 0 | 0 | 0 | 0 | 0
AR30DXEANWKX / AR30DXEANWKN | SAMSUNG ELECTRONICS | Non Ducted | Single Split System | 8 | 9 | INELIGIBLE | 0 | 0 | 0 | 0 | 0 | 0
AR30DXFZCWKX / AR30DXFZCWKN | SAMSUNG ELECTRONICS | Non Ducted | Single Split System | 8 | 9 | INELIGIBLE | 0 | 0 | 0 | 0 | 0 | 0
AR24DXFZCWKX / AR24DXFZCWKN | SAMSUNG ELECTRONICS | Non Ducted | Single Split System | 6.8 | 7.2 | INELIGIBLE | 0 | 0 | 0 | 0 | 0 | 0
AC160TXAPKG/SA / AC160TNHFKG/SA | SAMSUNG ELECTRONICS | Ducted | Single Split System | 16 | 18 | ELIGIBLE | 92 | 404 | 2591.52 | 108 | 714 | 3353.88
AC160TXAPNG/SA / AC160TNHFKG/SA | SAMSUNG ELECTRONICS | Ducted | Single Split System | 16 | 18 | ELIGIBLE | 92 | 404 | 2591.52 | 108 | 714 | 3353.88
AC120TXAPKG/SA / AC120TNHDKG/SA | SAMSUNG ELECTRONICS | Ducted | Single Split System | 12 | 14 | ELIGIBLE | 73 | 219 | 1924.28 | 86 | 451 | 2517.86
AC120TXAPNG/SA / AC120TNHDKG/SA | SAMSUNG ELECTRONICS | Ducted | Single Split System | 12 | 14 | ELIGIBLE | 73 | 219 | 1924.28 | 86 | 451 | 2517.86
AC052TXAPKG/SA / AC052TNHDKG/SA | SAMSUNG ELECTRONICS | Ducted | Single Split System | 5.2 | 6 | ELIGIBLE | 32 | 149 | 912.42 | 37 | 250 | 1156.02
AC100TXAPKG/SA / AC100TNHDKG/SA | SAMSUNG ELECTRONICS | Ducted | Single Split System | 10 | 11.2 | ELIGIBLE | 60 | 294 | 1729.8 | 70 | 488 | 2206.6
AC100TXAPNG/SA / AC100TNHDKG/SA | SAMSUNG ELECTRONICS | Ducted | Single Split System | 10 | 11.2 | ELIGIBLE | 60 | 294 | 1729.8 | 70 | 488 | 2206.6
AC071TXAPKG/SA / AC071TNHDKG/SA | SAMSUNG ELECTRONICS | Ducted | Single Split System | 7.1 | 8 | ELIGIBLE | 43 | 45 | 1024.28 | 50 | 182 | 1359.6
AC090TXAPKG/SA / AC090TNHDKG/SA | SAMSUNG ELECTRONICS | Ducted | Single Split System | 8.5 | 10 | INELIGIBLE | 0 | 0 | 0 | 0 | 0 | 0
AC140TXAPKG/SA / AC140TNHDKG/SA | SAMSUNG ELECTRONICS | Ducted | Single Split System | 14 | 16 | ELIGIBLE | 76 | 48 | 1769.36 | 90 | 319 | 2436.1
AC140TXAPNG/SA / AC140TNHDKG/SA | SAMSUNG ELECTRONICS | Ducted | Single Split System | 14 | 16 | ELIGIBLE | 75 | 48 | 1746.9 | 90 | 319 | 2436.1
AC071TXAPKG/SA / AC071TN4DKG/SA | SAMSUNG ELECTRONICS | Non Ducted | Single Split System | 7.1 | 8 | ELIGIBLE | 41 | 159 | 1127.56 | 48 | 282 | 1444.68
AC100TXAPKG/SA / AC100TN4DKG/SA | SAMSUNG ELECTRONICS | Non Ducted | Single Split System | 10 | 11.2 | INELIGIBLE | 0 | 0 | 0 | 0 | 0 | 0
AC120TXAPKG/SA / AC120TN4DKG/SA | SAMSUNG ELECTRONICS | Non Ducted | Single Split System | 12.5 | 14 | INELIGIBLE | 0 | 0 | 0 | 0 | 0 | 0
AC140TXAPKG/SA / AC140TN4DKG/SA | SAMSUNG ELECTRONICS | Non Ducted | Single Split System | 14 | 16 | ELIGIBLE | 74 | 76 | 1760.84 | 88 | 347 | 2427.58
AC071TXAPKG/SA / AC071TN4PKG/SA | SAMSUNG ELECTRONICS | Non Ducted | Single Split System | 7.1 | 8 | ELIGIBLE | 41 | 159 | 1127.56 | 47 | 282 | 1422.22
AC100TXAPKG/SA / AC100TN4PKG/SA | SAMSUNG ELECTRONICS | Non Ducted | Single Split System | 10 | 11.2 | INELIGIBLE | 0 | 0 | 0 | 0 | 0 | 0
AC120TXAPKG/SA / AC120TN4PKG/SA | SAMSUNG ELECTRONICS | Non Ducted | Single Split System | 12.5 | 14 | INELIGIBLE | 0 | 0 | 0 | 0 | 0 | 0
AC140TXAPKG/SA / AC140TN4PKG/SA | SAMSUNG ELECTRONICS | Non Ducted | Single Split System | 13.6 | 16 | ELIGIBLE | 71 | 76 | 1693.46 | 85 | 340 | 2351.1
AC100TXAPKG/ AC100TNHPKG | SAMSUNG ELECTRONICS | Ducted | Single Split System | 10 | 12.5 | INELIGIBLE | 0 | 0 | 0 | 0 | 0 | 0
AC120TXAPKG\AC120TNHPKG | SAMSUNG ELECTRONICS | Ducted | Single Split System | 12.5 | 15 | INELIGIBLE | 0 | 0 | 0 | 0 | 0 | 0
AC140TXAPKG/ AC140TNHPKG | SAMSUNG ELECTRONICS | Ducted | Single Split System | 14 | 16.5 | INELIGIBLE | 0 | 0 | 0 | 0 | 0 | 0
AC160TXAPKG/ AC160TNHPKG | SAMSUNG ELECTRONICS | Ducted | Single Split System | 15.5 | 18 | INELIGIBLE | 0 | 0 | 0 | 0 | 0 | 0
AC100TXAPNG/ AC100TNHPKG | SAMSUNG ELECTRONICS | Ducted | Single Split System | 10 | 12.5 | INELIGIBLE | 0 | 0 | 0 | 0 | 0 | 0
AC120TXAPNG/ AC120TNHPKG | SAMSUNG ELECTRONICS | Ducted | Single Split System | 12.5 | 15 | INELIGIBLE | 0 | 0 | 0 | 0 | 0 | 0
AC140TXAPNG\AC140TNHPKG | SAMSUNG ELECTRONICS | Ducted | Single Split System | 14 | 16.5 | INELIGIBLE | 0 | 0 | 0 | 0 | 0 | 0
AC160TXAPNG/ AC160TNHPKG | SAMSUNG ELECTRONICS | Ducted | Single Split System | 15.5 | 18 | INELIGIBLE | 0 | 0 | 0 | 0 | 0 | 0
AC180JXAFNH/SA / AC180JNHFKH/SA | SAMSUNG ELECTRONICS | Ducted | Single Split System | 18 | 20 | INELIGIBLE | 0 | 0 | 0 | 0 | 0 | 0
PL616 | Sheffield | Non Ducted | Portable | 2.93 | 2.49 | INELIGIBLE | 0 | 0 | 0 | 0 | 0 | 0
PLA1738 | Sheffield | Non Ducted | Portable | 2.93 | 2.49 | INELIGIBLE | 0 | 0 | 0 | 0 | 0 | 0
PLA1738 | Sheffield | Non Ducted | Portable | 2.93 | 2.49 | INELIGIBLE | 0 | 0 | 0 | 0 | 0 | 0
SSSD-18E0HD4A-C4 | Shinco | Non Ducted | Single Split System | 5.1 | 5.2 | INELIGIBLE | 0 | 0 | 0 | 0 | 0 | 0
SSSD-12C3HD4A-C8 | Shinco | Non Ducted | Single Split System | 3.5 | 3.5 | INELIGIBLE | 0 | 0 | 0 | 0 | 0 | 0
SLA-28-CHSD | Smart Lifestyle Australia | Non Ducted | Single Split System | 2.8 | 2.65 | ELIGIBLE | 14 | 128 | 480.84 | 16 | 171 | 581.66
SLA-52-CHSD | Smart Lifestyle Australia | Non Ducted | Single Split System | 5.2 | 5.2 | ELIGIBLE | 28 | 120 | 784.88 | 32 | 210 | 991.72
SLA-72-CHSD | Smart Lifestyle Australia | Non Ducted | Single Split System | 7.2 | 7.2 | ELIGIBLE | 38 | 188 | 1097.88 | 44 | 312 | 1393.84
SLA-82-CHSD | Smart Lifestyle Australia | Non Ducted | Single Split System | 8.2 | 8.5 | ELIGIBLE | 45 | 138 | 1190.1 | 52 | 279 | 1530.62
SLA-26-CHSD | Smart Lifestyle Australia | Non Ducted | Single Split System | 2.65 | 2.72 | ELIGIBLE | 15 | 108 | 477.3 | 17 | 149 | 575.52
SLA-35-CHSD | Smart Lifestyle Australia | Non Ducted | Single Split System | 3.5 | 3.8 | ELIGIBLE | 20 | 93 | 570.1 | 22 | 146 | 683.92
SUFA26R | SmartUser | Non Ducted | Single Split System | 2.8 | 2.65 | ELIGIBLE | 14 | 128 | 480.84 | 16 | 171 | 581.66
DGWA2-ACDCBLW-12K | Solar ACDC | Non Ducted | Single Split System | 3.51 | 3.6 | INELIGIBLE | 0 | 0 | 0 | 0 | 0 | 0
DGWA1-ACDCBLW-18K | Solar ACDC | Non Ducted | Single Split System | 5.01 | 5.27 | INELIGIBLE | 0 | 0 | 0 | 0 | 0 | 0
DGWA1-ACDCBLW-24K | Solar ACDC | Non Ducted | Single Split System | 6.44 | 7 | ELIGIBLE | 37 | 117 | 983.12 | 42 | 228 | 1239.72
DLMDWA1-ACDC-18K | Solar ACDC | Ducted | Single Split System | 5.15 | 5.2 | ELIGIBLE | 28 | 146 | 818.68 | 33 | 246 | 1060.98
DLMDWA1-ACDC-24K | Solar ACDC | Ducted | Single Split System | 6.75 | 7.4 | ELIGIBLE | 39 | 183 | 1113.84 | 45 | 314 | 1418.9
DGWA2-ACDC-12KR2 | Solar ACDC | Non Ducted | Single Split System | 3.5 | 3.5 | INELIGIBLE | 0 | 0 | 0 | 0 | 0 | 0
DGWA1-ACDC-18KR2 | Solar ACDC | Non Ducted | Single Split System | 5.01 | 5.01 | INELIGIBLE | 0 | 0 | 0 | 0 | 0 | 0
DGWA1-ACDC-24KR2 | Solar ACDC | Non Ducted | Single Split System | 6.4 | 7.03 | ELIGIBLE | 38 | 166 | 1069.28 | 43 | 277 | 1325.88
AW028C-1 / AW028E | SPT | Non Ducted | Single Split System | 2.8 | 2.85 | ELIGIBLE | 16 | 142 | 543.96 | 18 | 185 | 644.78
AW052C-1 / AW052E | SPT | Non Ducted | Single Split System | 5.2 | 5.6 | ELIGIBLE | 31 | 227 | 991.36 | 36 | 316 | 1219.36
AW073C-1 / AW073E | SPT | Non Ducted | Single Split System | 7.3 | 8.1 | ELIGIBLE | 45 | 217 | 1292.8 | 52 | 342 | 1612.52
AW036C-1/AW036E | SPT | Non Ducted | Single Split System | 3.6 | 3.9 | ELIGIBLE | 20 | 125 | 611.7 | 23 | 180 | 750.58
TAC-09CHPB/RPV | TCL | Non Ducted | Portable | 2.6 | 2.3 | INELIGIBLE | 0 | 0 | 0 | 0 | 0 | 0
TAC-09CHPB/RPS | TCL | Non Ducted | Portable | 2.6 | 2.3 | INELIGIBLE | 0 | 0 | 0 | 0 | 0 | 0
TAC-09CHPB/RPW | TCL | Non Ducted | Portable | 2.6 | 2.3 | INELIGIBLE | 0 | 0 | 0 | 0 | 0 | 0
TAC-09CHPB/RPM | TCL | Non Ducted | Portable | 2.6 | 2.3 | INELIGIBLE | 0 | 0 | 0 | 0 | 0 | 0
TAC-09CHPB/RPV1 | TCL | Non Ducted | Portable | 2.6 | 2.3 | INELIGIBLE | 0 | 0 | 0 | 0 | 0 | 0
TAC-09CHPB/RPV2 | TCL | Non Ducted | Portable | 2.6 | 2.3 | INELIGIBLE | 0 | 0 | 0 | 0 | 0 | 0
TAC-09CHPB/RPS1 | TCL | Non Ducted | Portable | 2.6 | 2.3 | INELIGIBLE | 0 | 0 | 0 | 0 | 0 | 0
TAC-09CHPB/RPS2 | TCL | Non Ducted | Portable | 2.6 | 2.3 | INELIGIBLE | 0 | 0 | 0 | 0 | 0 | 0
TAC-09CHPB/RP series | TCL | Non Ducted | Portable | 2.6 | 2.3 | INELIGIBLE | 0 | 0 | 0 | 0 | 0 | 0
TAC-09CHPB/NX | TCL | Non Ducted | Portable | 2.81 | 2.5 | INELIGIBLE | 0 | 0 | 0 | 0 | 0 | 0
TAC-09CHPB/NU | TCL | Non Ducted | Portable | 2.81 | 2.5 | INELIGIBLE | 0 | 0 | 0 | 0 | 0 | 0
TAC-09CHPB/NW | TCL | Non Ducted | Portable | 2.81 | 2.5 | INELIGIBLE | 0 | 0 | 0 | 0 | 0 | 0
TAC-09CHPB/NY | TCL | Non Ducted | Portable | 2.81 | 2.5 | INELIGIBLE | 0 | 0 | 0 | 0 | 0 | 0
TAC-09CHPB/NZ | TCL | Non Ducted | Portable | 2.81 | 2.5 | INELIGIBLE | 0 | 0 | 0 | 0 | 0 | 0
TAC-09CHPB/NV | TCL | Non Ducted | Portable | 2.81 | 2.5 | INELIGIBLE | 0 | 0 | 0 | 0 | 0 | 0
TAC-09CHSD/TPG11IT | TCL | Non Ducted | Single Split System | 2.64 | 4.05 | INELIGIBLE | 0 | 0 | 0 | 0 | 0 | 0
TAC-09CHSD/TP11IT | TCL | Non Ducted | Single Split System | 2.64 | 4.05 | INELIGIBLE | 0 | 0 | 0 | 0 | 0 | 0
TAC-09CHSD/TP21IT | TCL | Non Ducted | Single Split System | 2.64 | 4.05 | INELIGIBLE | 0 | 0 | 0 | 0 | 0 | 0
TAC-09CHSD/TP31IT | TCL | Non Ducted | Single Split System | 2.64 | 4.05 | INELIGIBLE | 0 | 0 | 0 | 0 | 0 | 0
TAC-09CHSD/*IT | TCL | Non Ducted | Single Split System | 2.64 | 4.05 | INELIGIBLE | 0 | 0 | 0 | 0 | 0 | 0
TAC-12CHSD/TP31IT | TCL | Non Ducted | Single Split System | 3.5 | 4.5 | INELIGIBLE | 0 | 0 | 0 | 0 | 0 | 0
TAC-12CHSD/TP21IT | TCL | Non Ducted | Single Split System | 3.5 | 4.5 | INELIGIBLE | 0 | 0 | 0 | 0 | 0 | 0
TAC-12CHSD/TP11IT | TCL | Non Ducted | Single Split System | 3.5 | 4.5 | INELIGIBLE | 0 | 0 | 0 | 0 | 0 | 0
TAC-12CHSD/TPG11IT | TCL | Non Ducted | Single Split System | 3.5 | 4.5 | INELIGIBLE | 0 | 0 | 0 | 0 | 0 | 0
TAC-12CHSD/*IT | TCL | Non Ducted | Single Split System | 3.5 | 4.5 | INELIGIBLE | 0 | 0 | 0 | 0 | 0 | 0
TAC-18CHSD/TPG11IT | TCL | Non Ducted | Single Split System | 5.2 | 5.2 | ELIGIBLE | 28 | 120 | 784.88 | 32 | 210 | 991.72
TAC-18CHSD/TP11IT | TCL | Non Ducted | Single Split System | 5.2 | 5.2 | ELIGIBLE | 28 | 120 | 784.88 | 32 | 210 | 991.72
TAC-18CHSD/TP21IT | TCL | Non Ducted | Single Split System | 5.2 | 5.2 | ELIGIBLE | 28 | 120 | 784.88 | 32 | 210 | 991.72
TAC-18CHSD/TP31IT | TCL | Non Ducted | Single Split System | 5.2 | 5.2 | ELIGIBLE | 28 | 120 | 784.88 | 32 | 210 | 991.72
TAC-18CHSD/*IT | TCL | Non Ducted | Single Split System | 5.2 | 5.2 | ELIGIBLE | 28 | 120 | 784.88 | 32 | 210 | 991.72
TAC-24CHSD/TP31IT | TCL | Non Ducted | Single Split System | 7.2 | 7.2 | ELIGIBLE | 38 | 188 | 1097.88 | 44 | 312 | 1393.84
TAC-24CHSD/TP21IT | TCL | Non Ducted | Single Split System | 7.2 | 7.2 | ELIGIBLE | 38 | 188 | 1097.88 | 44 | 312 | 1393.84
TAC-24CHSD/TP11IT | TCL | Non Ducted | Single Split System | 7.2 | 7.2 | ELIGIBLE | 38 | 188 | 1097.88 | 44 | 312 | 1393.84
TAC-24CHSD/TPG11IT | TCL | Non Ducted | Single Split System | 7.2 | 7.2 | ELIGIBLE | 38 | 188 | 1097.88 | 44 | 312 | 1393.84
TAC-24CHSD/*IT | TCL | Non Ducted | Single Split System | 7.2 | 7.2 | ELIGIBLE | 38 | 188 | 1097.88 | 44 | 312 | 1393.84
TAC-09CHPB/MZ | TCL | Non Ducted | Portable | 2.64 | 2.56 | INELIGIBLE | 0 | 0 | 0 | 0 | 0 | 0
TAC-09CHPB/MY | TCL | Non Ducted | Portable | 2.64 | 2.56 | INELIGIBLE | 0 | 0 | 0 | 0 | 0 | 0
TAC-09CHPB/MX | TCL | Non Ducted | Portable | 2.64 | 2.56 | INELIGIBLE | 0 | 0 | 0 | 0 | 0 | 0
TAC-09CHPB/MW | TCL | Non Ducted | Portable | 2.64 | 2.56 | INELIGIBLE | 0 | 0 | 0 | 0 | 0 | 0
TAC-09CHPB/MV | TCL | Non Ducted | Portable | 2.64 | 2.56 | INELIGIBLE | 0 | 0 | 0 | 0 | 0 | 0
TAC-09CHPB/MU | TCL | Non Ducted | Portable | 2.64 | 2.56 | INELIGIBLE | 0 | 0 | 0 | 0 | 0 | 0
TAC-09CHPB/M* | TCL | Non Ducted | Portable | 2.64 | 2.56 | INELIGIBLE | 0 | 0 | 0 | 0 | 0 | 0
TAC-12CHPB/MU | TCL | Non Ducted | Portable | 3.5 | 3.2 | INELIGIBLE | 0 | 0 | 0 | 0 | 0 | 0
TAC-12CHPB/MV | TCL | Non Ducted | Portable | 3.5 | 3.2 | INELIGIBLE | 0 | 0 | 0 | 0 | 0 | 0
TAC-12CHPB/MW | TCL | Non Ducted | Portable | 3.5 | 3.2 | INELIGIBLE | 0 | 0 | 0 | 0 | 0 | 0
TAC-12CHPB/MX | TCL | Non Ducted | Portable | 3.5 | 3.2 | INELIGIBLE | 0 | 0 | 0 | 0 | 0 | 0
TAC-12CHPB/MY | TCL | Non Ducted | Portable | 3.5 | 3.2 | INELIGIBLE | 0 | 0 | 0 | 0 | 0 | 0
TAC-12CHPB/MZ | TCL | Non Ducted | Portable | 3.5 | 3.2 | INELIGIBLE | 0 | 0 | 0 | 0 | 0 | 0
TAC-12CHPB/M* | TCL | Non Ducted | Portable | 3.5 | 3.2 | INELIGIBLE | 0 | 0 | 0 | 0 | 0 | 0
TAC-28CHSD/TPG11IT | TCL | Non Ducted | Single Split System | 8.2 | 8.5 | ELIGIBLE | 45 | 138 | 1190.1 | 52 | 279 | 1530.62
TAC-28CHSD/TPG21IT | TCL | Non Ducted | Single Split System | 8.2 | 8.5 | ELIGIBLE | 45 | 138 | 1190.1 | 52 | 279 | 1530.62
TAC-28CHSD/TPG31IT | TCL | Non Ducted | Single Split System | 8.2 | 8.5 | ELIGIBLE | 45 | 138 | 1190.1 | 52 | 279 | 1530.62
TAC-28CHSD/IT series | TCL | Non Ducted | Single Split System | 8.2 | 8.5 | ELIGIBLE | 45 | 138 | 1190.1 | 52 | 279 | 1530.62
TAC-09CHSD/TPH11IT | TCL | Non Ducted | Single Split System | 2.64 | 4.05 | INELIGIBLE | 0 | 0 | 0 | 0 | 0 | 0
TAC-12CHSD/TPH11IT | TCL | Non Ducted | Single Split System | 3.5 | 4.5 | INELIGIBLE | 0 | 0 | 0 | 0 | 0 | 0
TAC-18CHSD/TPH11IT | TCL | Non Ducted | Single Split System | 5.2 | 5.2 | ELIGIBLE | 28 | 120 | 784.88 | 32 | 210 | 991.72
TAC-24CHSD/TPH11IT | TCL | Non Ducted | Single Split System | 7.2 | 7.2 | ELIGIBLE | 38 | 188 | 1097.88 | 44 | 312 | 1393.84
TAC-28CHSD/TPH11IT | TCL | Non Ducted | Single Split System | 8.2 | 8.5 | ELIGIBLE | 45 | 138 | 1190.1 | 52 | 279 | 1530.62
TAC-09CHSD/VEIH | TCL | Non Ducted | Single Split System | 2.8 | 2.65 | ELIGIBLE | 14 | 128 | 480.84 | 16 | 171 | 581.66
TAC-09CHSD/VAIH | TCL | Non Ducted | Single Split System | 2.8 | 2.65 | ELIGIBLE | 14 | 128 | 480.84 | 16 | 171 | 581.66
TAC-09CHSD series | TCL | Non Ducted | Single Split System | 2.8 | 2.65 | ELIGIBLE | 14 | 128 | 480.84 | 16 | 171 | 581.66
TAC-09CHSD/VBIH | TCL | Non Ducted | Single Split System | 2.8 | 2.65 | ELIGIBLE | 14 | 128 | 480.84 | 16 | 171 | 581.66
TAC-12CHPB/NYBp | TCL | Non Ducted | Portable | 3.5 | 2.93 | INELIGIBLE | 0 | 0 | 0 | 0 | 0 | 0
TAC-12CHPB/NVBp | TCL | Non Ducted | Portable | 3.5 | 2.93 | INELIGIBLE | 0 | 0 | 0 | 0 | 0 | 0
TAC-12CHPB/NWBp | TCL | Non Ducted | Portable | 3.5 | 2.93 | INELIGIBLE | 0 | 0 | 0 | 0 | 0 | 0
TAC-12CHPB/NUBp | TCL | Non Ducted | Portable | 3.5 | 2.93 | INELIGIBLE | 0 | 0 | 0 | 0 | 0 | 0
TAC-12CHPB/NZBp | TCL | Non Ducted | Portable | 3.5 | 2.93 | INELIGIBLE | 0 | 0 | 0 | 0 | 0 | 0
TAC-12CHPB/NXBp | TCL | Non Ducted | Portable | 3.5 | 2.93 | INELIGIBLE | 0 | 0 | 0 | 0 | 0 | 0
TAC-12CHPB/N*Bp | TCL | Non Ducted | Portable | 3.5 | 2.93 | INELIGIBLE | 0 | 0 | 0 | 0 | 0 | 0
TAC-09CHSD/TPG11IH | TCL | Non Ducted | Single Split System | 2.8 | 2.65 | ELIGIBLE | 14 | 128 | 480.84 | 16 | 171 | 581.66
TAC-09CHSD/TPG21IH | TCL | Non Ducted | Single Split System | 2.8 | 2.65 | ELIGIBLE | 14 | 128 | 480.84 | 16 | 171 | 581.66
TAC-09CHSD/TPG31IH | TCL | Non Ducted | Single Split System | 2.8 | 2.65 | ELIGIBLE | 14 | 128 | 480.84 | 16 | 171 | 581.66
TAC-09CHSD/TPH11IH | TCL | Non Ducted | Single Split System | 2.8 | 2.65 | ELIGIBLE | 14 | 128 | 480.84 | 16 | 171 | 581.66
TAC-09CHSD/TPH21IH | TCL | Non Ducted | Single Split System | 2.8 | 2.65 | ELIGIBLE | 14 | 128 | 480.84 | 16 | 171 | 581.66
TAC-09CHSD/*IH | TCL | Non Ducted | Single Split System | 2.8 | 2.65 | ELIGIBLE | 14 | 128 | 480.84 | 16 | 171 | 581.66
TAC-09CHSD/VEIH | TCL | Non Ducted | Single Split System | 2.8 | 2.65 | ELIGIBLE | 14 | 128 | 480.84 | 16 | 171 | 581.66
TAC-13CHSD/VEIH | TCL | Non Ducted | Single Split System | 3.53 | 3.65 | ELIGIBLE | 18 | 52 | 471.88 | 20 | 106 | 587
TAC-10CHSD/VEIH | TCL | Non Ducted | Single Split System | 2.64 | 3.3 | ELIGIBLE | 16 | 90 | 476.36 | 19 | 130 | 595.74
TAC-18CHSD/VEIH | TCL | Non Ducted | Single Split System | 5.3 | 5.3 | ELIGIBLE | 31 | 193 | 947.16 | 35 | 285 | 1156.6
TAC-06CHSD/TPH11IH | TCL | Non Ducted | Single Split System | 1.78 | 1.82 | ELIGIBLE | 9 | 56 | 274.94 | 10 | 83 | 332.5
TAC-06CHSD/TPH21IH | TCL | Non Ducted | Single Split System | 1.78 | 1.82 | ELIGIBLE | 9 | 56 | 274.94 | 10 | 83 | 332.5
TAC-06CHSD/TPG11IH | TCL | Non Ducted | Single Split System | 1.78 | 1.82 | ELIGIBLE | 9 | 56 | 274.94 | 10 | 83 | 332.5
TAC-06CHSD/TPG21IH | TCL | Non Ducted | Single Split System | 1.78 | 1.82 | ELIGIBLE | 9 | 56 | 274.94 | 10 | 83 | 332.5
TAC-06CHSD/TPG31IH | TCL | Non Ducted | Single Split System | 1.78 | 1.82 | ELIGIBLE | 9 | 56 | 274.94 | 10 | 83 | 332.5
TAC-06CHSD/VEIH | TCL | Non Ducted | Single Split System | 1.78 | 1.82 | ELIGIBLE | 9 | 56 | 274.94 | 10 | 83 | 332.5
TAC-06CHSD/VFIH | TCL | Non Ducted | Single Split System | 1.78 | 1.82 | ELIGIBLE | 9 | 56 | 274.94 | 10 | 83 | 332.5
TAC-06CHSD/VBIH | TCL | Non Ducted | Single Split System | 1.78 | 1.82 | ELIGIBLE | 9 | 56 | 274.94 | 10 | 83 | 332.5
TAC-06CHSD/VCIH | TCL | Non Ducted | Single Split System | 1.78 | 1.82 | ELIGIBLE | 9 | 56 | 274.94 | 10 | 83 | 332.5
TAC-06CHSD/VDIH | TCL | Non Ducted | Single Split System | 1.78 | 1.82 | ELIGIBLE | 9 | 56 | 274.94 | 10 | 83 | 332.5
TAC-06CHSD series | TCL | Non Ducted | Single Split System | 1.78 | 1.82 | ELIGIBLE | 9 | 56 | 274.94 | 10 | 83 | 332.5
TCD160D1HWH-DVO / TCD160D1HWH-DVI | TCL | Ducted | Single Split System | 16 | 19 | ELIGIBLE | 100 | 174 | 2472.2 | 117 | 484 | 3257.02
TCD140D1HWH-DVO / TCD140D1HWH-DVI | TCL | Ducted | Single Split System | 14 | 16.5 | ELIGIBLE | 91 | 373 | 2528.76 | 106 | 644 | 3217.96
TCD71D1HWH-DVO/TCD71D1HWH-DVI | TCL | Ducted | Single Split System | 7.1 | 7.5 | ELIGIBLE | 45 | 218 | 1294.1 | 52 | 356 | 1630.72
TCD85D1HWH-DVO/TCD85D1HWH-DVI | TCL | Ducted | Single Split System | 8.5 | 10 | ELIGIBLE | 56 | 163 | 1469.66 | 65 | 328 | 1886.3
TCD100D1HWH-DVO/TCD100D1HWH-DVI | TCL | Ducted | Single Split System | 10.5 | 12.5 | ELIGIBLE | 72 | 508 | 2277.52 | 84 | 712 | 2812.24
TCD125D1HWH-DVO/TCD125D1HWH-DVI | TCL | Ducted | Single Split System | 12.5 | 15 | ELIGIBLE | 79 | 130 | 1943.34 | 92 | 372 | 2549.92
TAC-28CHSD/VEIH | TCL | Non Ducted | Single Split System | 8.2 | 8.4 | ELIGIBLE | 44 | 90 | 1105.24 | 51 | 231 | 1445.76
TAC-28CHSD/VFIH | TCL | Non Ducted | Single Split System | 8.2 | 8.4 | ELIGIBLE | 44 | 90 | 1105.24 | 51 | 231 | 1445.76
TAC-28CHSD/TPH11IH | TCL | Non Ducted | Single Split System | 8.2 | 8.4 | ELIGIBLE | 44 | 90 | 1105.24 | 51 | 231 | 1445.76
TAC-28CHSD/TPH21IH | TCL | Non Ducted | Single Split System | 8.2 | 8.4 | ELIGIBLE | 44 | 90 | 1105.24 | 51 | 231 | 1445.76
TAC-28CHSD/*IH | TCL | Non Ducted | Single Split System | 8.2 | 8.4 | ELIGIBLE | 44 | 90 | 1105.24 | 51 | 231 | 1445.76
TAC-24CHSD/VEIH | TCL | Non Ducted | Single Split System | 7.2 | 7.3 | ELIGIBLE | 40 | 81 | 1003.7 | 46 | 205 | 1299.66
TAC-24CHSD/VFIH | TCL | Non Ducted | Single Split System | 7.2 | 7.3 | ELIGIBLE | 40 | 81 | 1003.7 | 46 | 205 | 1299.66
TAC-24CHSD/TPH11IH | TCL | Non Ducted | Single Split System | 7.2 | 7.3 | ELIGIBLE | 40 | 81 | 1003.7 | 46 | 205 | 1299.66
TAC-24CHSD/TPH21IH | TCL | Non Ducted | Single Split System | 7.2 | 7.3 | ELIGIBLE | 40 | 81 | 1003.7 | 46 | 205 | 1299.66
TAC-24CHSD series | TCL | Non Ducted | Single Split System | 7.2 | 7.3 | ELIGIBLE | 40 | 81 | 1003.7 | 46 | 205 | 1299.66
TAC-10CHSD/VEIH | TCL | Non Ducted | Single Split System | 2.64 | 3.3 | ELIGIBLE | 16 | 96 | 484.16 | 19 | 136 | 603.54
TAC-10CHSD/VFIH | TCL | Non Ducted | Single Split System | 2.64 | 3.3 | ELIGIBLE | 16 | 96 | 484.16 | 18 | 136 | 581.08
TAC-10CHSD/V*IH | TCL | Non Ducted | Single Split System | 2.64 | 3.3 | ELIGIBLE | 16 | 96 | 484.16 | 19 | 136 | 603.54
TAC-13CHSD/VEIH | TCL | Non Ducted | Single Split System | 3.53 | 3.65 | ELIGIBLE | 18 | 52 | 471.88 | 20 | 106 | 587
TAC-13CHSD/VFIH | TCL | Non Ducted | Single Split System | 3.53 | 3.65 | ELIGIBLE | 18 | 52 | 471.88 | 20 | 106 | 587
TAC-13CHSD series | TCL | Non Ducted | Single Split System | 3.53 | 3.65 | ELIGIBLE | 18 | 52 | 471.88 | 20 | 106 | 587
TAC-13CHSD/VFIG | TCL | Non Ducted | Single Split System | 3.53 | 3.65 | ELIGIBLE | 17 | 33 | 424.72 | 20 | 86 | 561
TAC-08CHSD/TPH11ITU | TCL | Non Ducted | Single Split System | 2.15 | 2.1 | INELIGIBLE | 0 | 0 | 0 | 0 | 0 | 0
TAC-08CHSD/*ITU | TCL | Non Ducted | Single Split System | 2.15 | 2.1 | INELIGIBLE | 0 | 0 | 0 | 0 | 0 | 0
TAC-08CHSD/TPH21ITU | TCL | Non Ducted | Single Split System | 2.15 | 2.1 | INELIGIBLE | 0 | 0 | 0 | 0 | 0 | 0
TAC-10CHSD/XA72IG | TCL | Non Ducted | Single Split System | 2.62 | 3.3 | ELIGIBLE | 16 | 92 | 478.96 | 18 | 132 | 575.88
TAC-13CHSD/XA72IG | TCL | Non Ducted | Single Split System | 3.53 | 3.65 | ELIGIBLE | 18 | 33 | 447.18 | 20 | 86 | 561
TAC-06CHSD/VEIH | TCL | Non Ducted | Single Split System | 1.78 | 1.82 | INELIGIBLE | 9 | 56 | 274.94 | 10 | 83 | 332.5
TAC-06CHSD/VFIH | TCL | Non Ducted | Single Split System | 1.78 | 1.82 | INELIGIBLE | 9 | 56 | 274.94 | 10 | 83 | 332.5
TAC-06CSHD/*IH | TCL | Non Ducted | Single Split System | 1.78 | 1.82 | INELIGIBLE | 0 | 0 | 0 | 0 | 0 | 0
TAC-09CHSD/P7 | TCL | Non Ducted | Single Split System | 2.65 | 3.6 | ELIGIBLE | 17 | 77 | 481.92 | 20 | 118 | 602.6
TAC-12CHSD/P7 | TCL | Non Ducted | Single Split System | 3.5 | 3.6 | INELIGIBLE | 0 | 0 | 0 | 0 | 0 | 0
TVS26HVUVAH | TECO | Non Ducted | Window Wall | 2.6 | 2.9 | INELIGIBLE | 0 | 0 | 0 | 0 | 0 | 0
TVS26HVWAH | TECO | Non Ducted | Window Wall | 2.6 | 2.9 | INELIGIBLE | 0 | 0 | 0 | 0 | 0 | 0
TVS26HV**AH | TECO | Non Ducted | Window Wall | 2.6 | 2.9 | INELIGIBLE | 0 | 0 | 0 | 0 | 0 | 0
TVS26HVWUAH | TECO | Non Ducted | Window Wall | 2.6 | 2.9 | INELIGIBLE | 0 | 0 | 0 | 0 | 0 | 0
TWS-TSO26H3DVHA | TECO | Non Ducted | Single Split System | 2.64 | 2.9 | ELIGIBLE | 14 | 28 | 350.84 | 16 | 68 | 447.76
TWS-TSO35H3DVHA | TECO | Non Ducted | Single Split System | 3.5 | 4 | INELIGIBLE | 0 | 0 | 0 | 0 | 0 | 0
TWS-TSO53H3DVHA | TECO | Non Ducted | Single Split System | 5.3 | 5.3 | ELIGIBLE | 29 | 8 | 661.74 | 33 | 100 | 871.18
TWS-TSO80H3DVHA | TECO | Non Ducted | Single Split System | 8 | 8.4 | INELIGIBLE | 0 | 0 | 0 | 0 | 0 | 0
TPO42HVWAH | TECO | Non Ducted | Portable | 4.2 | 3.9 | INELIGIBLE | 0 | 0 | 0 | 0 | 0 | 0
TWS-TSO26H3DVJT | TECO | Non Ducted | Single Split System | 2.64 | 4.05 | INELIGIBLE | 0 | 0 | 0 | 0 | 0 | 0
TWS-TSO35H3DVJT | TECO | Non Ducted | Single Split System | 3.5 | 4.5 | INELIGIBLE | 0 | 0 | 0 | 0 | 0 | 0
TDS-TSO125HVFM | TECO | Ducted | Single Split System | 12.5 | 13.5 | ELIGIBLE | 80 | 186 | 2038.6 | 92 | 428 | 2622.72
TWW22HFAT | TECO | Non Ducted | Window Wall | 2.2 | 2.05 | INELIGIBLE | 0 | 0 | 0 | 0 | 0 | 0
TWW26HFAT | TECO | Non Ducted | Window Wall | 2.6 | 2.4 | INELIGIBLE | 0 | 0 | 0 | 0 | 0 | 0
TWS-TSO52H3DVJT | TECO | Non Ducted | Single Split System | 5.2 | 5.2 | INELIGIBLE | 0 | 0 | 0 | 0 | 0 | 0
TWS-TSO72H3DVJT | TECO | Non Ducted | Single Split System | 7 | 7 | INELIGIBLE | 0 | 0 | 0 | 0 | 0 | 0
TWS-TSO88H3DVJT | TECO | Non Ducted | Single Split System | 8.8 | 8.8 | ELIGIBLE | 44 | 130 | 1157.24 | 51 | 282 | 1512.06
TWW61HFWDG | TECO | Non Ducted | Window Wall | 6.09 | 5.65 | INELIGIBLE | 0 | 0 | 0 | 0 | 0 | 0
TWS-TSO26H3DVJT | TECO | Non Ducted | Single Split System | 2.64 | 4.05 | INELIGIBLE | 0 | 0 | 0 | 0 | 0 | 0
TDS-TSO125HVSWDG | TECO | Ducted | Single Split System | 12.5 | 14 | ELIGIBLE | 75 | 197 | 1940.6 | 88 | 439 | 2547.18
TWW28HVAG | TECO | Non Ducted | Window Wall | 2.8 | 2.43 | INELIGIBLE | 0 | 0 | 0 | 0 | 0 | 0
TWW36HVAG | TECO | Non Ducted | Window Wall | 3.6 | 3.5 | INELIGIBLE | 0 | 0 | 0 | 0 | 0 | 0
TWW53HVAG | TECO | Non Ducted | Window Wall | 5.3 | 4.8 | INELIGIBLE | 0 | 0 | 0 | 0 | 0 | 0
TWW61HFWEG | TECO | Non Ducted | Window Wall | 6.09 | 5.8 | INELIGIBLE | 0 | 0 | 0 | 0 | 0 | 0
TPO35HFWET | TECO | Non Ducted | Portable | 3.5 | 3.2 | INELIGIBLE | 0 | 0 | 0 | 0 | 0 | 0
TDS-TSO100HVWDG | TECO | Ducted | Single Split System | 10 | 12 | ELIGIBLE | 65 | 294 | 1842.1 | 75 | 488 | 2318.9
TDS-TSO140HVSWDG | TECO | Ducted | Single Split System | 14 | 16 | ELIGIBLE | 85 | 334 | 2343.3 | 99 | 605 | 3010.04
TVS32HVUVWBH | TECO | Non Ducted | Window Wall | 3.08 | 3.22 | INELIGIBLE | 0 | 0 | 0 | 0 | 0 | 0
TVS32HVUVBH | TECO | Non Ducted | Window Wall | 3.08 | 3.22 | INELIGIBLE | 0 | 0 | 0 | 0 | 0 | 0
TVS32HVWBH | TECO | Non Ducted | Window Wall | 3.08 | 3.22 | INELIGIBLE | 0 | 0 | 0 | 0 | 0 | 0
TVS32HVBH | TECO | Non Ducted | Window Wall | 3.08 | 3.22 | INELIGIBLE | 0 | 0 | 0 | 0 | 0 | 0
TVS32HV***WBH | TECO | Non Ducted | Window Wall | 3.08 | 3.22 | INELIGIBLE | 0 | 0 | 0 | 0 | 0 | 0
TDS-TSO160HVSWDG | TECO | Ducted | Single Split System | 16 | 18 | ELIGIBLE | 98 | 202 | 2463.68 | 114 | 512 | 3226.04
TWS-TSO26H3DVKT | TECO | Non Ducted | Single Split System | 2.62 | 3.3 | ELIGIBLE | 16 | 92 | 478.96 | 18 | 132 | 575.88
TWS-TSO35H3DVKT | TECO | Non Ducted | Single Split System | 3.53 | 3.65 | ELIGIBLE | 17 | 33 | 424.72 | 20 | 86 | 561
TWS-TSO52H3DVKT | TECO | Non Ducted | Single Split System | 5.25 | 5.2 | INELIGIBLE | 0 | 0 | 0 | 0 | 0 | 0
TWS-TSO70H3DVKT | TECO | Non Ducted | Single Split System | 7 | 7 | INELIGIBLE | 0 | 0 | 0 | 0 | 0 | 0
TWS-TSO88H3DVKT | TECO | Non Ducted | Single Split System | 8.8 | 8.8 | ELIGIBLE | 44 | 130 | 1157.24 | 51 | 282 | 1512.06
TWW22HFWDG | TECO | Non Ducted | Window Wall | 2.2 | 1.9 | INELIGIBLE | 0 | 0 | 0 | 0 | 0 | 0
TWW27HFWDG | TECO | Non Ducted | Window Wall | 2.8 | 2.45 | INELIGIBLE | 0 | 0 | 0 | 0 | 0 | 0
TWW40HFWDG | TECO | Non Ducted | Window Wall | 3.9 | 3.6 | INELIGIBLE | 0 | 0 | 0 | 0 | 0 | 0
TWW53HFWDG | TECO | Non Ducted | Window Wall | 5.3 | 4.8 | INELIGIBLE | 0 | 0 | 0 | 0 | 0 | 0
TWS-TSO26HVEIT | TECOAIR | Non Ducted | Single Split System | 2.64 | 4.05 | INELIGIBLE | 0 | 0 | 0 | 0 | 0 | 0
OPA450RLTFPQ | TEMPERZONE | Ducted | Packaged | 43.31 | 44.43 | INELIGIBLE | 0 | 0 | 0 | 0 | 0 | 0
OPA350RLTFPQ | TEMPERZONE | Ducted | Packaged | 34.82 | 36.98 | INELIGIBLE | 0 | 0 | 0 | 0 | 0 | 0
OPA560RLTFPQ | TEMPERZONE | Ducted | Packaged | 53.55 | 56.96 | INELIGIBLE | 0 | 0 | 0 | 0 | 0 | 0
OPA250RLTFPQ | TEMPERZONE | Ducted | Packaged | 24.62 | 26.86 | ELIGIBLE | 117 | 135 | 2803.32 | 141 | 612 | 3962.46
HWP172RKT | TEMPERZONE | Ducted | Packaged | 17.43 | 16.41 | INELIGIBLE | 0 | 0 | 0 | 0 | 0 | 0
HWP142RKT | TEMPERZONE | Ducted | Packaged | 14.06 | 14.81 | INELIGIBLE | 0 | 0 | 0 | 0 | 0 | 0
OPA116RKTY | TEMPERZONE | Ducted | Packaged | 11.33 | 10.81 | INELIGIBLE | 0 | 0 | 0 | 0 | 0 | 0
HWP192RKT | TEMPERZONE | Ducted | Packaged | 19.87 | 18.55 | INELIGIBLE | 0 | 0 | 0 | 0 | 0 | 0
OPA242RKTB | TEMPERZONE | Ducted | Packaged | 22.39 | 22 | INELIGIBLE | 0 | 0 | 0 | 0 | 0 | 0
HWP445RKT | TEMPERZONE | Ducted | Packaged | 42.22 | 42.2 | INELIGIBLE | 0 | 0 | 0 | 0 | 0 | 0
OPA294RKTB | TEMPERZONE | Ducted | Packaged | 28.339 | 27.24 | INELIGIBLE | 0 | 0 | 0 | 0 | 0 | 0
OPA161RKTY | TEMPERZONE | Ducted | Packaged | 15.895 | 14.215 | INELIGIBLE | 0 | 0 | 0 | 0 | 0 | 0
HWP275RKT | TEMPERZONE | Ducted | Packaged | 26.9 | 24.56 | INELIGIBLE | 0 | 0 | 0 | 0 | 0 | 0
HWP255RKT | TEMPERZONE | Ducted | Packaged | 24.71 | 23.44 | INELIGIBLE | 0 | 0 | 0 | 0 | 0 | 0
OPA186RKTY | TEMPERZONE | Ducted | Packaged | 18.156 | 16.739 | INELIGIBLE | 0 | 0 | 0 | 0 | 0 | 0
OPA201RKT | TEMPERZONE | Ducted | Packaged | 19.48 | 18.97 | INELIGIBLE | 0 | 0 | 0 | 0 | 0 | 0
CWP0063RKSY | TEMPERZONE | Ducted | Packaged | 6.18 | 6.55 | INELIGIBLE | 0 | 0 | 0 | 0 | 0 | 0
CWP0096RKSY | TEMPERZONE | Ducted | Packaged | 9.49 | 9.45 | INELIGIBLE | 0 | 0 | 0 | 0 | 0 | 0
CWP0109RKSY | TEMPERZONE | Ducted | Packaged | 10.68 | 9.88 | INELIGIBLE | 0 | 0 | 0 | 0 | 0 | 0
CWP0109RKTY | TEMPERZONE | Ducted | Packaged | 10.68 | 9.88 | INELIGIBLE | 0 | 0 | 0 | 0 | 0 | 0
CWP0178RKTY | TEMPERZONE | Ducted | Packaged | 17.43 | 16.19 | INELIGIBLE | 0 | 0 | 0 | 0 | 0 | 0
CWP0083RKSY | TEMPERZONE | Ducted | Packaged | 8.24 | 8.2 | INELIGIBLE | 0 | 0 | 0 | 0 | 0 | 0
VPA160RKTG-P | TEMPERZONE | Ducted | Packaged | 15.66 | 15.75 | INELIGIBLE | 0 | 0 | 0 | 0 | 0 | 0
CWP0132RKSY | TEMPERZONE | Ducted | Packaged | 12.924 | 11.718 | INELIGIBLE | 0 | 0 | 0 | 0 | 0 | 0
CWP0132RKTY | TEMPERZONE | Ducted | Packaged | 12.924 | 11.718 | INELIGIBLE | 0 | 0 | 0 | 0 | 0 | 0
CWP0447RKTY | TEMPERZONE | Ducted | Packaged | 43.79 | 45.757 | INELIGIBLE | 0 | 0 | 0 | 0 | 0 | 0
CWP0374RKTY | TEMPERZONE | Ducted | Packaged | 36.717 | 34.893 | INELIGIBLE | 0 | 0 | 0 | 0 | 0 | 0
CWP0217RKTY | TEMPERZONE | Ducted | Packaged | 22.175 | 22.694 | INELIGIBLE | 0 | 0 | 0 | 0 | 0 | 0
OPA201RKTYG | TEMPERZONE | Ducted | Packaged | 19.22 | 18.08 | INELIGIBLE | 0 | 0 | 0 | 0 | 0 | 0
CWP0266RKTY | TEMPERZONE | Ducted | Packaged | 27.564 | 25.039 | INELIGIBLE | 0 | 0 | 0 | 0 | 0 | 0
CWP0568RKTY | TEMPERZONE | Ducted | Packaged | 56.466 | 54.13 | INELIGIBLE | 0 | 0 | 0 | 0 | 0 | 0
OPA 186RKTYG | TEMPERZONE | Ducted | Packaged | 17.76 | 17.535 | INELIGIBLE | 0 | 0 | 0 | 0 | 0 | 0
ISD 351LYX / OSA 352RLTFV | TEMPERZONE | Ducted | Single Split System | 31.48 | 31.29 | INELIGIBLE | 0 | 0 | 0 | 0 | 0 | 0
CWP 90RELSFY | TEMPERZONE | Ducted | Packaged | 9.905 | 8.991 | INELIGIBLE | 0 | 0 | 0 | 0 | 0 | 0
OPA 211RLTFY | TEMPERZONE | Ducted | Packaged | 19.88 | 19.7 | ELIGIBLE | 105 | 427 | 2913.4 | 122 | 812 | 3795.72
OSA 171RLSFH / ISD 171LYX | TEMPERZONE | Ducted | Single Split System | 14.947 | 14.9 | INELIGIBLE | 0 | 0 | 0 | 0 | 0 | 0
ISD 251LYX / OSA 251RLTFH | TEMPERZONE | Ducted | Single Split System | 22.53 | 23.28 | INELIGIBLE | 0 | 0 | 0 | 0 | 0 | 0
ISD 171LYX / OSA 171RLTFH | TEMPERZONE | Ducted | Single Split System | 14.46 | 14.9 | INELIGIBLE | 0 | 0 | 0 | 0 | 0 | 0
OSA 211RLTFH / ISD 211LYX | TEMPERZONE | Ducted | Single Split System | 19 | 20.76 | INELIGIBLE | 0 | 0 | 0 | 0 | 0 | 0
OPA 171RLTFY | TEMPERZONE | Ducted | Packaged | 16.35 | 17.3 | ELIGIBLE | 83 | 215 | 2143.68 | 99 | 532 | 2915.14
OPA 171RLTFY | TEMPERZONE | Ducted | Packaged | 16.35 | 17.3 | ELIGIBLE | 83 | 215 | 2143.68 | 99 | 532 | 2915.14
OPA 211RLTFY | TEMPERZONE | Ducted | Packaged | 19.88 | 19.7 | ELIGIBLE | 105 | 427 | 2913.4 | 122 | 812 | 3795.72
HWP98RKS | TEMPERZONE | Ducted | Packaged | 9.64 | 11.12 | INELIGIBLE | 0 | 0 | 0 | 0 | 0 | 0
HWP79RKS | TEMPERZONE | Ducted | Packaged | 7.9 | 8.87 | INELIGIBLE | 0 | 0 | 0 | 0 | 0 | 0
HWP118RKT | TEMPERZONE | Ducted | Packaged | 11.9 | 11.92 | INELIGIBLE | 0 | 0 | 0 | 0 | 0 | 0
HWP370RKT | TEMPERZONE | Ducted | Packaged | 35.21 | 35.43 | INELIGIBLE | 0 | 0 | 0 | 0 | 0 | 0
HWP59RKS | TEMPERZONE | Ducted | Packaged | 5.78 | 5.42 | INELIGIBLE | 0 | 0 | 0 | 0 | 0 | 0
HWP36RKS | TEMPERZONE | Ducted | Packaged | 3.37 | 3.63 | INELIGIBLE | 0 | 0 | 0 | 0 | 0 | 0
HWP48RKS | TEMPERZONE | Ducted | Packaged | 4.27 | 4.58 | INELIGIBLE | 0 | 0 | 0 | 0 | 0 | 0
RAS-B18UFV-A/RAS-18SAV2-A | TOSHIBA | Non Ducted | Single Split System | 4.9 | 5.8 | INELIGIBLE | 0 | 0 | 0 | 0 | 0 | 0
RAS-B10UFV-A & RAS-10SAVR-A | TOSHIBA | Non Ducted | Single Split System | 2.4 | 3.2 | INELIGIBLE | 0 | 0 | 0 | 0 | 0 | 0
RAV-SM567MUT-E & RAV-SP564ATP-A1 | TOSHIBA | Non Ducted | Single Split System | 4.7 | 5.6 | INELIGIBLE | 0 | 0 | 0 | 0 | 0 | 0
RAS-07PKVSG-NZ & RAS-07PAVSG-NZ | TOSHIBA | Non Ducted | Single Split System | 2 | 2.5 | INELIGIBLE | 0 | 0 | 0 | 0 | 0 | 0
RAS-10PKVSG-NZ 7 RAS-10PAVSG-NZ | TOSHIBA | Non Ducted | Single Split System | 2.5 | 3.2 | ELIGIBLE | 14 | 68 | 402.84 | 16 | 106 | 497.16
RAS-13PKVSG-NZ 7 RAS-13PAVSG-NZ | TOSHIBA | Non Ducted | Single Split System | 3.5 | 3.7 | INELIGIBLE | 0 | 0 | 0 | 0 | 0 | 0
RAS-16PKVSG-NZ 7 RAS-16PAVSG-NZ | TOSHIBA | Non Ducted | Single Split System | 4.2 | 5.4 | INELIGIBLE | 0 | 0 | 0 | 0 | 0 | 0
RAS-18PKVSG-NZ 7 RAS-18PAVSG-NZ | TOSHIBA | Non Ducted | Single Split System | 4.8 | 5.8 | ELIGIBLE | 29 | 185 | 891.84 | 33 | 268 | 1089.58
RAS-22PKVSG-NZ & RAS-22PAVSG-NZ | TOSHIBA | Non Ducted | Single Split System | 6 | 6.9 | ELIGIBLE | 34 | 186 | 1005.44 | 39 | 290 | 1252.94
RAS-24PKVSG-NZ & RAS-24PAVSG-NZ | TOSHIBA | Non Ducted | Single Split System | 7.1 | 8 | ELIGIBLE | 35 | 154 | 986.3 | 41 | 276 | 1279.66
RAV-RM561BTP-E & RAV-GM561ATP-NZ | TOSHIBA | Ducted | Single Split System | 5 | 5.3 | INELIGIBLE | 0 | 0 | 0 | 0 | 0 | 0
RAV-RM801BTP-E & RAV-GM801ATP-NZ | TOSHIBA | Ducted | Single Split System | 6.7 | 7.7 | INELIGIBLE | 0 | 0 | 0 | 0 | 0 | 0
RAV-RM1101BTP-E & RAV-GM1101ATP-NZ | TOSHIBA | Ducted | Single Split System | 9.5 | 11.2 | INELIGIBLE | 0 | 0 | 0 | 0 | 0 | 0
RAV-RM1401BTP-E & RAV-GM1401ATP-NZ | TOSHIBA | Ducted | Single Split System | 11 | 13 | INELIGIBLE | 0 | 0 | 0 | 0 | 0 | 0
RAV-RM561UTP-E & RAV-GM561ATP-NZ | TOSHIBA | Non Ducted | Single Split System | 5 | 5.3 | INELIGIBLE | 0 | 0 | 0 | 0 | 0 | 0
RAV-RM801UTP-E & RAV-GM801ATP-NZ | TOSHIBA | Non Ducted | Single Split System | 6.7 | 7.7 | INELIGIBLE | 0 | 0 | 0 | 0 | 0 | 0
RAV-RM1101UTP-E & RAV-GM1101ATP-NZ | TOSHIBA | Non Ducted | Single Split System | 9.5 | 11.2 | INELIGIBLE | 0 | 0 | 0 | 0 | 0 | 0
RAV-RM1401UTP-E & RAV-GM1401ATP-NZ | TOSHIBA | Non Ducted | Single Split System | 11 | 13 | INELIGIBLE | 0 | 0 | 0 | 0 | 0 | 0
RAV-RM301KRTP-NZ & RAV-GM301ATP-NZ | TOSHIBA | Non Ducted | Single Split System | 2.5 | 3.4 | INELIGIBLE | 0 | 0 | 0 | 0 | 0 | 0
RAV-RM401KRTP-NZ & RAV-GM401ATP-NZ | TOSHIBA | Non Ducted | Single Split System | 3.6 | 4 | INELIGIBLE | 0 | 0 | 0 | 0 | 0 | 0
RAV-RM561KRTP-NZ & RAV-GM561ATP-NZ | TOSHIBA | Non Ducted | Single Split System | 5 | 5.3 | INELIGIBLE | 0 | 0 | 0 | 0 | 0 | 0
RAV-RM801KRTP-NZ & RAV-GM801ATP-NZ | TOSHIBA | Non Ducted | Single Split System | 6.7 | 7.7 | INELIGIBLE | 0 | 0 | 0 | 0 | 0 | 0
RAV-RM401CTP-E & RAV-GM401ATP-NZ | TOSHIBA | Non Ducted | Single Split System | 3.6 | 4 | INELIGIBLE | 0 | 0 | 0 | 0 | 0 | 0
RAV-RM561CTP-E & RAV-GM561ATP-NZ | TOSHIBA | Non Ducted | Single Split System | 5 | 5.3 | INELIGIBLE | 0 | 0 | 0 | 0 | 0 | 0
RAV-RM801CTP-E & RAV-RM801ATP-NZ | TOSHIBA | Non Ducted | Single Split System | 6.7 | 7.7 | INELIGIBLE | 0 | 0 | 0 | 0 | 0 | 0
RAV-SM1101CTP-E & RAV-GM1101ATP-NZ | TOSHIBA | Non Ducted | Single Split System | 9.5 | 11.2 | INELIGIBLE | 0 | 0 | 0 | 0 | 0 | 0
RAV-RM1401CTP-E & RAV-GM1401ATP-NZ | TOSHIBA | Non Ducted | Single Split System | 11 | 13 | INELIGIBLE | 0 | 0 | 0 | 0 | 0 | 0
RAV-RM301MUT-E & RAV-GM301ATP-NZ | TOSHIBA | Non Ducted | Single Split System | 2.5 | 3.4 | INELIGIBLE | 0 | 0 | 0 | 0 | 0 | 0
RAV-RM401MUT-E & RAV-GM401ATP-NZ | TOSHIBA | Non Ducted | Single Split System | 3.6 | 4 | INELIGIBLE | 0 | 0 | 0 | 0 | 0 | 0
RAV-RM561MUT-E & RAV-GM561ATP-NZ | TOSHIBA | Non Ducted | Single Split System | 5 | 5.3 | INELIGIBLE | 0 | 0 | 0 | 0 | 0 | 0
RAV-RM301SDT-E & RAV-GM301ATP-NZ | TOSHIBA | Ducted | Single Split System | 2.5 | 3.4 | INELIGIBLE | 0 | 0 | 0 | 0 | 0 | 0
RAV-RM401SDT-E & RAV-GM401ATP-NZ | TOSHIBA | Ducted | Single Split System | 3.6 | 4 | ELIGIBLE | 19 | 129 | 594.44 | 23 | 199 | 775.28
RAV-RM561SDT-E & RAV-GM561ATP-NZ | TOSHIBA | Ducted | Single Split System | 5 | 5.3 | INELIGIBLE | 0 | 0 | 0 | 0 | 0 | 0
RAV-RM561UTP-E & RAV-GP561ATP-E | TOSHIBA | Non Ducted | Single Split System | 5 | 5.6 | ELIGIBLE | 27 | 186 | 848.22 | 32 | 272 | 1072.32
RAV-RM801UTP-E & RAV-GP801AT-E | TOSHIBA | Non Ducted | Single Split System | 7.1 | 8 | ELIGIBLE | 42 | 350 | 1398.32 | 48 | 472 | 1691.68
RAV-RM1101UTP-E & RAV-GP1101AT-E | TOSHIBA | Non Ducted | Single Split System | 10 | 11.2 | ELIGIBLE | 66 | 614 | 2280.56 | 76 | 808 | 2757.36
RAV-RM1401UTP-E & RAV-GP1401AT-E | TOSHIBA | Non Ducted | Single Split System | 12.5 | 14 | ELIGIBLE | 75 | 489 | 2320.2 | 87 | 731 | 2904.32
RAV-RM561UTP-E x 2 & RAV-GP1101AT-E | TOSHIBA | Non Ducted | Double/Triple Split | 10 | 11.2 | ELIGIBLE | 66 | 614 | 2280.56 | 76 | 808 | 2757.36
RAV-RM801UTP-E x 2 & RAV-GP1401AT-E | TOSHIBA | Non Ducted | Double/Triple Split | 12.5 | 14 | ELIGIBLE | 75 | 489 | 2320.2 | 87 | 731 | 2904.32
RAV-RM561MUT-E & RAV-GP561ATP-E | TOSHIBA | Non Ducted | Single Split System | 5 | 5.6 | INELIGIBLE | 0 | 0 | 0 | 0 | 0 | 0
RAV-RM401MUT-E x 2 & RAV-GP801AT-E | TOSHIBA | Non Ducted | Double/Triple Split | 7.1 | 8 | ELIGIBLE | 40 | 266 | 1244.2 | 46 | 388 | 1537.56
RAV-RM561MUT-E x 2 & RAV-GP1101AT-E | TOSHIBA | Non Ducted | Double/Triple Split | 10 | 11.2 | ELIGIBLE | 58 | 468 | 1911.08 | 68 | 662 | 2387.88
RAV-RM561CTP-E & RAV-GP561ATP-E | TOSHIBA | Non Ducted | Single Split System | 5 | 5.6 | INELIGIBLE | 0 | 0 | 0 | 0 | 0 | 0
RAV-RM801CTP-E & RAV-GP801AT-E | TOSHIBA | Non Ducted | Single Split System | 7.1 | 8 | ELIGIBLE | 41 | 339 | 1361.56 | 47 | 461 | 1654.92
RAV-RM1101CTP-E & RAV-GP1101AT-E | TOSHIBA | Non Ducted | Single Split System | 10 | 11.2 | ELIGIBLE | 65 | 558 | 2185.3 | 75 | 752 | 2662.1
RAV-RM1401CTP-E & RAV-GP1401AT-E | TOSHIBA | Non Ducted | Single Split System | 12.5 | 14 | INELIGIBLE | 0 | 0 | 0 | 0 | 0 | 0
RAV-RM401CTP-E x 2 & RAV-GP801AT-E | TOSHIBA | Non Ducted | Double/Triple Split | 7.1 | 8 | ELIGIBLE | 41 | 339 | 1361.56 | 47 | 461 | 1654.92
RAV-RM561CTP-E x 2 & RAV-GP1101AT-E | TOSHIBA | Non Ducted | Double/Triple Split | 10 | 11.2 | ELIGIBLE | 64 | 558 | 2162.84 | 74 | 752 | 2639.64
RAV-RM801CTP-E x 2 & RAV-GP1401AT-E | TOSHIBA | Non Ducted | Double/Triple Split | 12.5 | 14 | INELIGIBLE | 0 | 0 | 0 | 0 | 0 | 0
RAV-RM561BTP-E & RAV-GP561ATP-E | TOSHIBA | Ducted | Single Split System | 5 | 5.6 | INELIGIBLE | 0 | 0 | 0 | 0 | 0 | 0
RAV-RM801BTP-E & RAV-GP801AT-E | TOSHIBA | Ducted | Single Split System | 7.1 | 8 | ELIGIBLE | 43 | 370 | 1446.78 | 50 | 507 | 1782.1
RAV-RM1101BTP-E & RAV-GP1101AT-E | TOSHIBA | Ducted | Single Split System | 10 | 11.2 | ELIGIBLE | 57 | 462 | 1880.82 | 67 | 656 | 2357.62
RAV-RM1401BTP-E & RAV-GP1401AT-E | TOSHIBA | Ducted | Single Split System | 12.5 | 14 | INELIGIBLE | 0 | 0 | 0 | 0 | 0 | 0
RAV-RM561KRTP-NZ & RAV-GP561ATP-E | TOSHIBA | Non Ducted | Single Split System | 5 | 5.6 | INELIGIBLE | 0 | 0 | 0 | 0 | 0 | 0
RAV-RM801KRTP-NZ & RAV-GP801AT-E | TOSHIBA | Non Ducted | Single Split System | 7.1 | 8 | INELIGIBLE | 0 | 0 | 0 | 0 | 0 | 0
RAV-RM561KRTP-NZ x2 & RAV-GP1101AT-E | TOSHIBA | Non Ducted | Double/Triple Split | 10 | 11.2 | ELIGIBLE | 57 | 440 | 1852.22 | 67 | 634 | 2329.02
RAV-RM801KRTP-NZ x2 & RAV-GP1401AT-E | TOSHIBA | Non Ducted | Double/Triple Split | 12.5 | 14 | INELIGIBLE | 0 | 0 | 0 | 0 | 0 | 0
RAV-SM407MUT-E & RAV-SM404ATP-A | TOSHIBA | Non Ducted | Single Split System | 3.6 | 4 | INELIGIBLE | 0 | 0 | 0 | 0 | 0 | 0
RAV-RM801KRTP-NZ x2 & RAV-GP1401AT8-E | TOSHIBA | Non Ducted | Double/Triple Split | 12.3 | 14 | INELIGIBLE | 0 | 0 | 0 | 0 | 0 | 0
RAV-RM1401UTP-E & RAV-GP1401AT8-E | TOSHIBA | Non Ducted | Single Split System | 12.5 | 14 | ELIGIBLE | 69 | 343 | 1995.64 | 81 | 585 | 2579.76
RAV-RM801KRTP-NZ x2 & RAV-GP1601AT8-E | TOSHIBA | Non Ducted | Double/Triple Split | 14 | 16 | INELIGIBLE | 0 | 0 | 0 | 0 | 0 | 0
RAV-RM1601UTP-E | TOSHIBA | Non Ducted | Single Split System | 14 | 16 | INELIGIBLE | 0 | 0 | 0 | 0 | 0 | 0
RAV-RM801UTP-E x2 & RAV-GP1401AT8-E | TOSHIBA | Non Ducted | Double/Triple Split | 12.5 | 14 | ELIGIBLE | 68 | 343 | 1973.18 | 81 | 585 | 2579.76
RAV-RM801UTP-E x2 & RAV-GP1601AT8-E | TOSHIBA | Non Ducted | Double/Triple Split | 14 | 16 | INELIGIBLE | 0 | 0 | 0 | 0 | 0 | 0
RAV-RM1401BTP-E & RAV-GP1401AT8-E | TOSHIBA | Ducted | Single Split System | 12.5 | 14 | INELIGIBLE | 0 | 0 | 0 | 0 | 0 | 0
RAV-RM1601BTP-E & RAV-GP1601AT8-E | TOSHIBA | Ducted | Single Split System | 14 | 16 | INELIGIBLE | 0 | 0 | 0 | 0 | 0 | 0
RAV-RM1401CTP-E & RAV-GP1401AT8-E | TOSHIBA | Non Ducted | Single Split System | 12.5 | 14 | INELIGIBLE | 0 | 0 | 0 | 0 | 0 | 0
RAV-RM1601CTP-E & RAV-GP1601AT8-E | TOSHIBA | Non Ducted | Single Split System | 14 | 16 | INELIGIBLE | 0 | 0 | 0 | 0 | 0 | 0
RAV-RM801CTP-E x2 & RAV-GP1401AT8-E | TOSHIBA | Non Ducted | Double/Triple Split | 12.5 | 14 | INELIGIBLE | 0 | 0 | 0 | 0 | 0 | 0
RAV-RM801CTP-E x2 & RAV-GP1601AT8-E | TOSHIBA | Non Ducted | Double/Triple Split | 14 | 16 | INELIGIBLE | 0 | 0 | 0 | 0 | 0 | 0
RAV-GM1101KRTP-NZ & RAV-GM1101ATP-NZ | TOSHIBA | Non Ducted | Single Split System | 9.5 | 11.2 | INELIGIBLE | 0 | 0 | 0 | 0 | 0 | 0
RAS-10U2AVSG-NZ/RAS-10U2FVG-NZ | TOSHIBA | Non Ducted | Single Split System | 2.5 | 3.2 | INELIGIBLE | 0 | 0 | 0 | 0 | 0 | 0
RAS-13U2AVSG-NZ/RAS-13U2FVG-NZ | TOSHIBA | Non Ducted | Single Split System | 4 | 4.2 | ELIGIBLE | 21 | 79 | 574.36 | 24 | 148 | 731.44
RAS-18U2AVSG-NZ/RAS-18U2FVG-NZ | TOSHIBA | Non Ducted | Single Split System | 5 | 5.8 | INELIGIBLE | 0 | 0 | 0 | 0 | 0 | 0
RAV-GM901ATP-NZ/RAV-GM901CTP-E | TOSHIBA | Non Ducted | Single Split System | 8 | 9 | INELIGIBLE | 0 | 0 | 0 | 0 | 0 | 0
RAV-GM901ATP-NZ/RAV-GM901UTP-E | TOSHIBA | Non Ducted | Single Split System | 8 | 9 | ELIGIBLE | 47 | 148 | 1248.02 | 54 | 286 | 1584.64
RAV-GM561ATP-NZ/RAV-RM561KRTP-NZ1 | TOSHIBA | Non Ducted | Single Split System | 5 | 5.3 | INELIGIBLE | 0 | 0 | 0 | 0 | 0 | 0
RAV-GM901ATP-NZ/RAV-GM901KRTP-NZ | TOSHIBA | Non Ducted | Single Split System | 6.7 | 8.5 | INELIGIBLE | 0 | 0 | 0 | 0 | 0 | 0
RAV-GM901ATP-NZ/RAV-GM901BTP-E | TOSHIBA | Ducted | Single Split System | 8 | 9 | ELIGIBLE | 48 | 67 | 1165.18 | 56 | 222 | 1546.36
RAS-07E2AVG-A/RAS-07E2KVG-A | Toshiba | Non Ducted | Single Split System | 2 | 2.5 | INELIGIBLE | 0 | 0 | 0 | 0 | 0 | 0
RAS-10E2AVG-A/RAS-10E2KVG-A | Toshiba | Non Ducted | Single Split System | 2.5 | 3.2 | INELIGIBLE | 0 | 0 | 0 | 0 | 0 | 0
RAS-13E2AVG-A/RAS-13E2KVG-A | Toshiba | Non Ducted | Single Split System | 3.5 | 4 | INELIGIBLE | 0 | 0 | 0 | 0 | 0 | 0
RAS-16E2AVG-A/RAS-16E2KVG-A | Toshiba | Non Ducted | Single Split System | 4.2 | 5.4 | INELIGIBLE | 0 | 0 | 0 | 0 | 0 | 0
RAS-18E2AVG-A/RAS-18E2KVG-A | Toshiba | Non Ducted | Single Split System | 5 | 5.6 | INELIGIBLE | 0 | 0 | 0 | 0 | 0 | 0
RAS-22E2AVG-A/RAS-22E2KVG-A | Toshiba | Non Ducted | Single Split System | 6 | 6.9 | INELIGIBLE | 0 | 0 | 0 | 0 | 0 | 0
RAS-24E2AVG-A/RAS-24E2KVG-A | Toshiba | Non Ducted | Single Split System | 7.1 | 8 | INELIGIBLE | 0 | 0 | 0 | 0 | 0 | 0
RAS-07E2AVG-A/RAS-07E2KV2G-A | Toshiba | Non Ducted | Single Split System | 2 | 2.5 | INELIGIBLE | 0 | 0 | 0 | 0 | 0 | 0
RAS-10E2AVG-A/RAS-10E2KV2G-A | Toshiba | Non Ducted | Single Split System | 2.5 | 3.2 | INELIGIBLE | 0 | 0 | 0 | 0 | 0 | 0
RAS-13E2AVG-A/RAS-13E2KV2G-A | Toshiba | Non Ducted | Single Split System | 3.5 | 4 | INELIGIBLE | 0 | 0 | 0 | 0 | 0 | 0
RAS-16E2AVG-A/RAS-16E2KV2G-A | Toshiba | Non Ducted | Single Split System | 4.2 | 5.4 | INELIGIBLE | 0 | 0 | 0 | 0 | 0 | 0
RAS-18E2AVG-A/RAS-18E2KV2G-A | Toshiba | Non Ducted | Single Split System | 5 | 5.6 | INELIGIBLE | 0 | 0 | 0 | 0 | 0 | 0
RAS-22E2AVG-A/RAS-22E2KV2G-A | Toshiba | Non Ducted | Single Split System | 6 | 6.9 | INELIGIBLE | 0 | 0 | 0 | 0 | 0 | 0
RAS-24E2AVG-A/RAS-24E2KV2G-A | Toshiba | Non Ducted | Single Split System | 7.1 | 8 | INELIGIBLE | 0 | 0 | 0 | 0 | 0 | 0
RAS-30E2AVG-A/RAS-30E2KVG-A | Toshiba | Non Ducted | Single Split System | 8 | 9 | INELIGIBLE | 0 | 0 | 0 | 0 | 0 | 0
RAS-34E2AVG-A/RAS-34E2KVG-A | Toshiba | Non Ducted | Single Split System | 9 | 10 | INELIGIBLE | 0 | 0 | 0 | 0 | 0 | 0
RAS-36E2AVG-A/RAS-36E2KVG-A | Toshiba | Non Ducted | Single Split System | 10 | 11.5 | INELIGIBLE | 0 | 0 | 0 | 0 | 0 | 0
RAS-07E2AVSG-A/RAS-07E2KVSG-A | Toshiba | Non Ducted | Single Split System | 2 | 2.5 | INELIGIBLE | 0 | 0 | 0 | 0 | 0 | 0
RAS-10E2AVSG-A/RAS-10E2KVSG-A | Toshiba | Non Ducted | Single Split System | 2.5 | 3.2 | INELIGIBLE | 0 | 0 | 0 | 0 | 0 | 0
RAS-13E2AVSG-A/RAS-13E2KVSG-A | Toshiba | Non Ducted | Single Split System | 3.5 | 3.7 | INELIGIBLE | 0 | 0 | 0 | 0 | 0 | 0
RAS-16E2AVSG-A/RAS-16E2KVSG-A | Toshiba | Non Ducted | Single Split System | 4.2 | 5.4 | ELIGIBLE | 27 | 97 | 732.52 | 31 | 170 | 917.26
RAS-18E2AVSG-A/RAS-18E2KVSG-A | Toshiba | Non Ducted | Single Split System | 5 | 5.8 | ELIGIBLE | 32 | 141 | 902.02 | 37 | 227 | 1126.12
RAS-22E2AVSG-A/RAS-22E2KVSG-A | Toshiba | Non Ducted | Single Split System | 6 | 6.9 | ELIGIBLE | 37 | 164 | 1044.22 | 42 | 267 | 1290.42
RAS-24E2AVSG-A/RAS-24E2KVSG-A | Toshiba | Non Ducted | Single Split System | 7.1 | 8 | ELIGIBLE | 41 | 114 | 1069.06 | 47 | 237 | 1363.72
RAV-GM2241AT8-A / RAV-RM2241DTP-E1 | Toshiba | Ducted | Single Split System | 20 | 22.4 | INELIGIBLE | 0 | 0 | 0 | 0 | 0 | 0
RAV-GM2801AT8-A/RAV-RM2801DTP-E1 | Toshiba | Ducted | Single Split System | 24 | 27 | INELIGIBLE | 0 | 0 | 0 | 0 | 0 | 0
RAS-13E2AVSG-A/RAS-13E2KVSG-A | TOSHIBA | Non Ducted | Single Split System | 3.5 | 3.7 | INELIGIBLE | 0 | 0 | 0 | 0 | 0 | 0
RAS-30E2AVG-A/RAS-30E2KVG-A | TOSHIBA | Non Ducted | Single Split System | 8 | 9 | INELIGIBLE | 0 | 0 | 0 | 0 | 0 | 0
RAV-GP561ATJP-E/RAV-RM561BTP-E | TOSHIBA | Ducted | Single Split System | 5 | 5.6 | INELIGIBLE | 0 | 0 | 0 | 0 | 0 | 0
RAS-30E2AVG-A / RAS-30E2KVG-A | Toshiba | Non Ducted | Single Split System | 8 | 9 | INELIGIBLE | 0 | 0 | 0 | 0 | 0 | 0
RAS-13E2AVSG-A / RAS-13E2KVSG-A | Toshiba | Non Ducted | Single Split System | 3.5 | 3.7 | INELIGIBLE | 0 | 0 | 0 | 0 | 0 | 0
RAV-GP561ATP-A/RAV-GM561KRTP-A | Toshiba | Non Ducted | Single Split System | 5 | 5.6 | INELIGIBLE | 0 | 0 | 0 | 0 | 0 | 0
RAV-GP801ATP-A/RAV-GM801KRTP-A | Toshiba | Non Ducted | Single Split System | 7.1 | 8 | ELIGIBLE | 40 | 215 | 1177.9 | 46 | 338 | 1472.56
RAV-GP561ATP-A/RAV-GM561DTP-A | Toshiba | Ducted | Single Split System | 5 | 5.6 | ELIGIBLE | 31 | 147 | 887.36 | 36 | 244 | 1125.76
RAV-GP801ATP-A/RAV-GM801DTP-A | Toshiba | Ducted | Single Split System | 7.1 | 8 | INELIGIBLE | 0 | 0 | 0 | 0 | 0 | 0
RAV-GP1101ATP-A/RAV-GM1101DTP-A | Toshiba | Ducted | Single Split System | 10 | 11.2 | INELIGIBLE | 0 | 0 | 0 | 0 | 0 | 0
RAV-GP1101AT8P-A/RAV-GM1101DTP-A | Toshiba | Ducted | Single Split System | 10 | 11.2 | INELIGIBLE | 0 | 0 | 0 | 0 | 0 | 0
RAV-GP1401AT8P-A/RAV-GM1401DTP-A | Toshiba | Ducted | Single Split System | 12.5 | 14 | INELIGIBLE | 0 | 0 | 0 | 0 | 0 | 0
RAV-GP1401ATP-A/RAV-GM1401DTP-A | Toshiba | Ducted | Single Split System | 12.5 | 14 | INELIGIBLE | 0 | 0 | 0 | 0 | 0 | 0
RAV-GP1601AT8P-A/RAV-GM1601DTP-A | Toshiba | Ducted | Single Split System | 14 | 16 | ELIGIBLE | 76 | 160 | 1914.96 | 90 | 431 | 2581.7
RAV-GP1601ATP-A/RAV-GM1601DTP-A | Toshiba | Ducted | Single Split System | 14 | 16 | ELIGIBLE | 76 | 160 | 1914.96 | 90 | 431 | 2581.7
RAV-GP561ATP-A/RAV-GM561BTP-A | Toshiba | Ducted | Single Split System | 5 | 5.6 | ELIGIBLE | 30 | 108 | 814.2 | 35 | 205 | 1052.6
RAV-GP801ATP-A/RAV-GM801BTP-A | Toshiba | Ducted | Single Split System | 7.1 | 8 | INELIGIBLE | 0 | 0 | 0 | 0 | 0 | 0
RAV-GP1101AT8P-A/RAV-GM1101BTP-A | Toshiba | Ducted | Single Split System | 10 | 11.2 | ELIGIBLE | 60 | 440 | 1919.6 | 70 | 634 | 2396.4
RAV-GP1101ATP-A/RAV-GM1101BTP-A | Toshiba | Ducted | Single Split System | 10 | 11.2 | ELIGIBLE | 60 | 440 | 1919.6 | 70 | 634 | 2396.4
RAV-GP1401AT8P-A/RAV-GM1401BTP-A | Toshiba | Ducted | Single Split System | 12.5 | 14 | INELIGIBLE | 0 | 0 | 0 | 0 | 0 | 0
RAV-GP1401ATP-A/RAV-GM1401BTP-A | Toshiba | Ducted | Single Split System | 12.5 | 14 | INELIGIBLE | 0 | 0 | 0 | 0 | 0 | 0
RAV-GP1601AT8P-A/RAV-GM1601BTP-A | Toshiba | Ducted | Single Split System | 14 | 16 | ELIGIBLE | 77 | 104 | 1864.62 | 91 | 375 | 2531.36
RAV-GP1601ATP-A/RAV-GM1601BTP-A | Toshiba | Ducted | Single Split System | 14 | 16 | ELIGIBLE | 77 | 104 | 1864.62 | 91 | 375 | 2531.36
RAV-GP561ATP-A/RAV-GM561UTP-A | Toshiba | Non Ducted | Single Split System | 5 | 5.6 | ELIGIBLE | 33 | 186 | 982.98 | 37 | 272 | 1184.62
RAV-GP801ATP-A/RAV-GM801UTP-A | Toshiba | Non Ducted | Single Split System | 7.1 | 8 | ELIGIBLE | 42 | 238 | 1252.72 | 48 | 360 | 1546.08
RAV-GP1101AT8P-A/RAV-GM1101UTP-A | Toshiba | Non Ducted | Single Split System | 10 | 11.2 | ELIGIBLE | 63 | 507 | 2074.08 | 73 | 701 | 2550.88
RAV-GP1101ATP-A/RAV-GM1101UTP-A | Toshiba | Non Ducted | Single Split System | 10 | 11.2 | ELIGIBLE | 63 | 507 | 2074.08 | 73 | 701 | 2550.88
RAV-GP1401AT8P-A/RAV-GM1401UTP-A | Toshiba | Non Ducted | Single Split System | 12.5 | 14 | INELIGIBLE | 0 | 0 | 0 | 0 | 0 | 0
RAV-GP1401ATP-A/RAV-GM1401UTP-A | Toshiba | Non Ducted | Single Split System | 12.5 | 14 | INELIGIBLE | 0 | 0 | 0 | 0 | 0 | 0
RAV-GP1601AT8P-A/RAV-GM1601UTP-A | Toshiba | Non Ducted | Single Split System | 14 | 16 | ELIGIBLE | 81 | 104 | 1954.46 | 96 | 375 | 2643.66
RAV-GP1601ATP-A/RAV-GM1601UTP-A | Toshiba | Non Ducted | Single Split System | 14 | 16 | ELIGIBLE | 81 | 104 | 1954.46 | 96 | 375 | 2643.66
RAV-GP561ATP-A/RAV-GM561CTP-A | Toshiba | Non Ducted | Single Split System | 5 | 5.6 | INELIGIBLE | 0 | 0 | 0 | 0 | 0 | 0
RAV-GP801ATP-A/RAV-GM801CTP-A | Toshiba | Non Ducted | Single Split System | 7.1 | 8 | ELIGIBLE | 42 | 322 | 1361.92 | 48 | 444 | 1655.28
RAV-GP1101AT8P-A/RAV-GM1101CTP-A | Toshiba | Non Ducted | Single Split System | 10 | 11.2 | ELIGIBLE | 62 | 457 | 1986.62 | 72 | 651 | 2463.42
RAV-GP1101ATP-A/RAV-GM1101CTP-A | Toshiba | Non Ducted | Single Split System | 10 | 11.2 | ELIGIBLE | 62 | 457 | 1986.62 | 72 | 651 | 2463.42
RAV-GP1401AT8P-A/RAV-GM1401CTP-A | Toshiba | Non Ducted | Single Split System | 12.5 | 14 | ELIGIBLE | 74 | 309 | 2063.74 | 86 | 551 | 2647.86
RAV-GP1401ATP-A/RAV-GM1401CTP-A | Toshiba | Non Ducted | Single Split System | 12.5 | 14 | ELIGIBLE | 73 | 309 | 2041.28 | 86 | 551 | 2647.86
RAV-GP1601AT8P-A/RAV-GM1601CTP-A | Toshiba | Non Ducted | Single Split System | 14 | 16 | ELIGIBLE | 81 | 222 | 2107.86 | 96 | 493 | 2797.06
RAV-GP1601ATP-A/RAV-GM1601CTP-A | Toshiba | Non Ducted | Single Split System | 14 | 16 | ELIGIBLE | 81 | 222 | 2107.86 | 95 | 493 | 2774.6
RAV-GM301ATP-A/RAV-GM301KRTP-A | Toshiba | Non Ducted | Single Split System | 2.5 | 3.4 | INELIGIBLE | 0 | 0 | 0 | 0 | 0 | 0
RAV-GM401ATP-A/RAV-GM401KRTP-A | Toshiba | Non Ducted | Single Split System | 3.6 | 4 | INELIGIBLE | 0 | 0 | 0 | 0 | 0 | 0
RAV-GM561ATP-A/RAV-GM561KRTP-A | Toshiba | Non Ducted | Single Split System | 5 | 5.3 | INELIGIBLE | 0 | 0 | 0 | 0 | 0 | 0
RAV-GM801ATP-A/RAV-GM801KRTP-A | Toshiba | Non Ducted | Single Split System | 7.1 | 8 | INELIGIBLE | 0 | 0 | 0 | 0 | 0 | 0
RAV-GM301ATP-A/RAV-RM301MUT-E | Toshiba | Non Ducted | Single Split System | 2.5 | 3.4 | INELIGIBLE | 0 | 0 | 0 | 0 | 0 | 0
RAV-GM401ATP-A/RAV-RM401MUT-E | Toshiba | Non Ducted | Single Split System | 3.6 | 4 | INELIGIBLE | 0 | 0 | 0 | 0 | 0 | 0
RAV-GM561ATP-A/RAV-RM561MUT-E | Toshiba | Non Ducted | Single Split System | 5 | 5.3 | INELIGIBLE | 0 | 0 | 0 | 0 | 0 | 0
RAV-GM561ATP-A/RAV-GM561UTP-A | Toshiba | Non Ducted | Single Split System | 5 | 5.3 | INELIGIBLE | 0 | 0 | 0 | 0 | 0 | 0
RAV-GM801ATP-A/RAV-GM801UTP-A | Toshiba | Non Ducted | Single Split System | 7.1 | 8 | INELIGIBLE | 0 | 0 | 0 | 0 | 0 | 0
RAV-GM1101ATP-A/RAV-GM1101UTP-A | Toshiba | Non Ducted | Single Split System | 10 | 11.2 | INELIGIBLE | 0 | 0 | 0 | 0 | 0 | 0
RAV-GM1401ATP-A/RAV-GM1401UTP-A | Toshiba | Non Ducted | Single Split System | 12.5 | 14 | INELIGIBLE | 0 | 0 | 0 | 0 | 0 | 0
RAV-GM1601AT8P-A/RAV-GM1601UTP-A | Toshiba | Non Ducted | Single Split System | 14 | 16 | ELIGIBLE | 83 | 81 | 1969.48 | 98 | 353 | 2659.98
RAV-GM1601ATP-A/RAV-GM1601UTP-A | Toshiba | Non Ducted | Single Split System | 14 | 16 | ELIGIBLE | 83 | 81 | 1969.48 | 98 | 353 | 2659.98
RAV-GM561ATP-A/RAV-GM561CTP-A | Toshiba | Non Ducted | Single Split System | 5 | 5.3 | INELIGIBLE | 0 | 0 | 0 | 0 | 0 | 0
RAV-GM801ATP-A/RAV-GM801CTP-A | Toshiba | Non Ducted | Single Split System | 7.1 | 8 | INELIGIBLE | 0 | 0 | 0 | 0 | 0 | 0
RAV-GM1101ATP-A/RAV-GM1101CTP-A | Toshiba | Non Ducted | Single Split System | 10 | 11.2 | ELIGIBLE | 59 | 137 | 1503.24 | 69 | 331 | 1980.04
RAV-GM1401ATP-A/RAV-GM1401CTP-A | Toshiba | Non Ducted | Single Split System | 12.5 | 14 | INELIGIBLE | 0 | 0 | 0 | 0 | 0 | 0
RAV-GM1601AT8P-A/RAV-GM1601CTP-A | Toshiba | Non Ducted | Single Split System | 14 | 16 | ELIGIBLE | 83 | 3 | 1868.08 | 97 | 274 | 2534.82
RAV-GM1601ATP-A/RAV-GM1601CTP-A | Toshiba | Non Ducted | Single Split System | 14 | 16 | ELIGIBLE | 83 | 3 | 1868.08 | 97 | 274 | 2534.82
RAV-GM561ATP-A/RAV-GM561DTP-A | Toshiba | Ducted | Single Split System | 5 | 5.3 | INELIGIBLE | 0 | 0 | 0 | 0 | 0 | 0
RAV-GM801ATP-A/RAV-GM801DTP-A | Toshiba | Ducted | Single Split System | 7.1 | 8 | INELIGIBLE | 0 | 0 | 0 | 0 | 0 | 0
RAV-GM1101ATP-A/RAV-GM1101DTP-A | Toshiba | Ducted | Single Split System | 10 | 11.2 | INELIGIBLE | 0 | 0 | 0 | 0 | 0 | 0
RAV-GM1401ATP-A/RAV-GM1401DTP-A | Toshiba | Ducted | Single Split System | 12.5 | 14 | INELIGIBLE | 0 | 0 | 0 | 0 | 0 | 0
RAV-GM1601AT8P-A/RAV-GM1601DTP-A | Toshiba | Ducted | Single Split System | 14 | 16 | INELIGIBLE | 0 | 0 | 0 | 0 | 0 | 0
RAV-GM1601ATP-A/RAV-GM1601DTP-A | Toshiba | Ducted | Single Split System | 14 | 16 | INELIGIBLE | 0 | 0 | 0 | 0 | 0 | 0
RAV-GM561ATP-A/RAV-GM561BTP-A | Toshiba | Ducted | Single Split System | 5 | 5.3 | INELIGIBLE | 0 | 0 | 0 | 0 | 0 | 0
RAV-GM801ATP-A/RAV-GM801BTP-A | Toshiba | Ducted | Single Split System | 7.1 | 8 | INELIGIBLE | 0 | 0 | 0 | 0 | 0 | 0
RAV-GM1101ATP-A/RAV-GM1101BTP-A | Toshiba | Ducted | Single Split System | 10 | 11.2 | INELIGIBLE | 0 | 0 | 0 | 0 | 0 | 0
RAV-GM1401ATP-A/RAV-GM1401BTP-A | Toshiba | Ducted | Single Split System | 12.5 | 14 | INELIGIBLE | 0 | 0 | 0 | 0 | 0 | 0
RAV-GM1601ATP-A/RAV-GM1601BTP-A | Toshiba | Ducted | Single Split System | 14 | 16 | ELIGIBLE | 81 | 81 | 1924.56 | 96 | 353 | 2615.06
RAV-GM1601AT8P-A/RAV-GM1601BTP-A | Toshiba | Ducted | Single Split System | 14 | 16 | ELIGIBLE | 81 | 81 | 1924.56 | 96 | 353 | 2615.06
RAV-GM2241AT8-A/RAV-RM2241DTP-E2 | Toshiba | Ducted | Single Split System | 20 | 22.4 | INELIGIBLE | 0 | 0 | 0 | 0 | 0 | 0
RAV-GM2801AT8-A/RAV-RM2801DTP-E2 | Toshiba | Ducted | Single Split System | 24 | 27 | INELIGIBLE | 0 | 0 | 0 | 0 | 0 | 0
RAV-SM2804AT8-A1/RAV-RM2801DTP-E2 | Toshiba | Ducted | Single Split System | 20 | 27 | INELIGIBLE | 0 | 0 | 0 | 0 | 0 | 0
RAS-10E2AVRG-A / RAS-B10E2KVRG-A | Toshiba | Non Ducted | Single Split System | 2.5 | 3.2 | INELIGIBLE | 0 | 0 | 0 | 0 | 0 | 0
RAS-13E2AVRG-A / RAS-B13E2KVRG-A | Toshiba | Non Ducted | Single Split System | 3.5 | 4.2 | INELIGIBLE | 0 | 0 | 0 | 0 | 0 | 0
RAS-16E2AVRG-A / RAS-B16E2KVRG-A | Toshiba | Non Ducted | Single Split System | 4.6 | 5.5 | INELIGIBLE | 0 | 0 | 0 | 0 | 0 | 0
RAS-10U2AVSG-NZ/RAS-10U2FVG-NZ | Toshiba | Non Ducted | Single Split System | 2.5 | 3.2 | INELIGIBLE | 0 | 0 | 0 | 0 | 0 | 0
RAS-13U2AVSG-NZ / RAS-13U2FVG-NZ | Toshiba | Non Ducted | Single Split System | 4 | 4.2 | ELIGIBLE | 21 | 79 | 574.36 | 24 | 148 | 731.44
RAS-18U2AVSG-NZ/RAS-18U2FVG-NZ | Toshiba | Non Ducted | Single Split System | 5 | 5.8 | INELIGIBLE | 0 | 0 | 0 | 0 | 0 | 0
RAV-GM301ATP-A/RAV-HM301MUTP-E | Toshiba | Non Ducted | Single Split System | 2.5 | 3.4 | INELIGIBLE | 0 | 0 | 0 | 0 | 0 | 0
RAV-GM401ATP-A/RAV-HM401MUTP-E | Toshiba | Non Ducted | Single Split System | 3.6 | 4 | INELIGIBLE | 0 | 0 | 0 | 0 | 0 | 0
RAV-GM561ATP-A/RAV-HM561MUTP-E | Toshiba | Non Ducted | Single Split System | 5 | 5.3 | INELIGIBLE | 0 | 0 | 0 | 0 | 0 | 0
RAS-07ZAVSG-A / RAS-07ZKVSG-A | Toshiba | Non Ducted | Single Split System | 2 | 2.5 | INELIGIBLE | 0 | 0 | 0 | 0 | 0 | 0
RAS-10ZAVSG-A / RAS-10ZKVSG-A | Toshiba | Non Ducted | Single Split System | 2.5 | 3.2 | ELIGIBLE | 15 | 63 | 418.8 | 18 | 101 | 535.58
RAS-13ZAVSG-A / RAS-13ZKVSG-A | Toshiba | Non Ducted | Single Split System | 3.5 | 3.7 | ELIGIBLE | 18 | 82 | 510.88 | 21 | 135 | 647.16
RAS-16ZAVSG-A / RAS-16ZKVSG-A | Toshiba | Non Ducted | Single Split System | 4.2 | 5.4 | ELIGIBLE | 28 | 103 | 762.78 | 32 | 175 | 946.22
RAS-18ZAVSG-A / RAS-18ZKVSG-A | Toshiba | Non Ducted | Single Split System | 5 | 5.8 | ELIGIBLE | 34 | 141 | 946.94 | 38 | 227 | 1148.58
RAS-22ZAVSG-A / RAS-22ZKVSG-A | Toshiba | Non Ducted | Single Split System | 6 | 6.9 | ELIGIBLE | 38 | 186 | 1095.28 | 43 | 290 | 1342.78
RAS-24ZAVSG-A / RAS-24ZKVSG-A | Toshiba | Non Ducted | Single Split System | 7.1 | 8 | ELIGIBLE | 41 | 170 | 1141.86 | 48 | 293 | 1458.98
RAS-18U2AVSG-NZ1/RAS-18U2FVG-NZ1 | Toshiba | Non Ducted | Single Split System | 5 | 5.8 | INELIGIBLE | 0 | 0 | 0 | 0 | 0 | 0
RAV-GM801ATP-A/RAV-GM801DTP-A1 | Toshiba | Ducted | Single Split System | 7.1 | 8 | ELIGIBLE | 44 | 263 | 1330.14 | 51 | 401 | 1666.76
RAV-GM1101ATP-A/RAV-GM1101DTP-A1 | Toshiba | Ducted | Single Split System | 10 | 11.2 | ELIGIBLE | 62 | 221 | 1679.82 | 72 | 415 | 2156.62
RAV-GM1401ATP-A/RAV-GM1401DTP-A1 | Toshiba | Ducted | Single Split System | 12.5 | 14 | INELIGIBLE | 0 | 0 | 0 | 0 | 0 | 0
RAV-GM1601ATP-A/RAV-GM1601DTP-A1 | Toshiba | Ducted | Single Split System | 14 | 16 | ELIGIBLE | 83 | 244 | 2181.38 | 97 | 515 | 2848.12
RAV-GM1601AT8P-A/RAV-GM1601DTP-A1 | Toshiba | Ducted | Single Split System | 14 | 16 | ELIGIBLE | 83 | 244 | 2181.38 | 97 | 515 | 2848.12
RAV-GP801ATP-A/RAV-GM801DTP-A1 | Toshiba | Ducted | Single Split System | 7.1 | 8 | ELIGIBLE | 44 | 288 | 1362.64 | 51 | 426 | 1699.26
RAV-GP1101AT8P-A/RAV-GM1101DTP-A1 | Toshiba | Ducted | Single Split System | 10 | 11.2 | ELIGIBLE | 61 | 311 | 1774.36 | 71 | 505 | 2251.16
RAV-GP1101ATP-A/RAV-GM1101DTP-A1 | Toshiba | Ducted | Single Split System | 10 | 11.2 | ELIGIBLE | 61 | 311 | 1774.36 | 71 | 505 | 2251.16
RAV-GP1401AT8P-A/RAV-GM1401DTP-A1 | Toshiba | Ducted | Single Split System | 12.5 | 14 | ELIGIBLE | 74 | 281 | 2027.34 | 87 | 523 | 2633.92
RAV-GP1401ATP-A/RAV-GM1401DTP-A1 | Toshiba | Ducted | Single Split System | 12.5 | 14 | ELIGIBLE | 74 | 281 | 2027.34 | 86 | 523 | 2611.46
RAV-GP1601AT8P-A/RAV-GM1601DTP-A1 | Toshiba | Ducted | Single Split System | 14 | 16 | ELIGIBLE | 81 | 289 | 2194.96 | 96 | 560 | 2884.16
RAV-GP1601ATP-A/RAV-GM1601DTP-A1 | Toshiba | Ducted | Single Split System | 14 | 16 | ELIGIBLE | 81 | 289 | 2194.96 | 95 | 560 | 2861.7
RAS-07B2AVG-A / RAS-07B2KVG-A | Toshiba | Non Ducted | Single Split System | 2 | 2.5 | INELIGIBLE | 0 | 0 | 0 | 0 | 0 | 0
RAS-10B2AVG-A / RAS-10B2KVG-A | Toshiba | Non Ducted | Single Split System | 2.5 | 3.2 | ELIGIBLE | 16 | 74 | 455.56 | 18 | 112 | 549.88
RAS-13B2AVG-A / RAS-13B2KVG -A | Toshiba | Non Ducted | Single Split System | 3.5 | 4 | ELIGIBLE | 19 | 87 | 539.84 | 22 | 140 | 676.12
RAS-16B2AVG-A / RAS-16B2KVG -A | Toshiba | Non Ducted | Single Split System | 4.2 | 5.4 | INELIGIBLE | 0 | 0 | 0 | 0 | 0 | 0
RAS-18B2AVG-A / RAS-18B2KVG-A | Toshiba | Non Ducted | Single Split System | 5 | 5.6 | ELIGIBLE | 29 | 119 | 806.04 | 34 | 205 | 1030.14
RAS-22B2AVG-A / RAS-22B2KVG-A | Toshiba | Non Ducted | Single Split System | 6 | 6.9 | INELIGIBLE | 0 | 0 | 0 | 0 | 0 | 0
RAS-24B2AVG-A / RAS-24B2KVG -A | Toshiba | Non Ducted | Single Split System | 7.1 | 8 | ELIGIBLE | 41 | 182 | 1157.46 | 47 | 304 | 1450.82
RAS-30B2AVG-A / RAS-30B2KVG-A | Toshiba | Non Ducted | Single Split System | 8 | 9 | ELIGIBLE | 46 | 103 | 1167.06 | 53 | 241 | 1503.68
RAS-34B2AVG-A / RAS-34B2KVG-A | Toshiba | Non Ducted | Single Split System | 9 | 10.3 | ELIGIBLE | 55 | 109 | 1377 | 63 | 264 | 1758.18
RAS-36B2AVG-A / RAS-36B2KVG-A | Toshiba | Non Ducted | Single Split System | 10 | 11.5 | ELIGIBLE | 61 | 70 | 1461.06 | 71 | 264 | 1937.86
RAS-24B2AVG-A/RAS-24B2KVG -A | Toshiba | Non Ducted | Single Split System | 7.1 | 8 | ELIGIBLE | 41 | 182 | 1157.46 | 47 | 304 | 1450.82
RAV-GM561ATP-A1/RAV-GM561BTP-A | Toshiba | Ducted | Single Split System | 5 | 5.3 | INELIGIBLE | 0 | 0 | 0 | 0 | 0 | 0
RAV-GP561ATP-A1/RAV-GM561BTP-A | Toshiba | Ducted | Single Split System | 5 | 5.6 | ELIGIBLE | 30 | 119 | 828.5 | 35 | 216 | 1066.9
RAV-GM561ATP-A1/RAV-GM561CTP-A | Toshiba | Non Ducted | Single Split System | 5 | 5.3 | INELIGIBLE | 0 | 0 | 0 | 0 | 0 | 0
RAV-GP561ATP-A1/RAV-GM561CTP-A | Toshiba | Non Ducted | Single Split System | 5 | 5.6 | ELIGIBLE | 32 | 124 | 879.92 | 36 | 211 | 1082.86
RAV-GM561ATP-A1/RAV-GM561DTP-A1 | Toshiba | Ducted | Single Split System | 5 | 5.3 | ELIGIBLE | 29 | 130 | 820.34 | 33 | 227 | 1036.28
RAV-GP561ATP-A1/RAV-GM561DTP-A1 | Toshiba | Ducted | Single Split System | 5 | 5.6 | ELIGIBLE | 34 | 181 | 998.94 | 39 | 277 | 1236.04
RAV-GM561ATP-A1/RAV-GM561KRTP-A | Toshiba | Non Ducted | Single Split System | 5 | 5.3 | INELIGIBLE | 0 | 0 | 0 | 0 | 0 | 0
RAV-GP561ATP-A1/RAV-GM561KRTP-A | Toshiba | Non Ducted | Single Split System | 5 | 5.6 | ELIGIBLE | 30 | 164 | 887 | 35 | 250 | 1111.1
RAV-GM561ATP-A1/RAV-GM561UTP-A | Toshiba | Non Ducted | Single Split System | 5 | 5.3 | INELIGIBLE | 0 | 0 | 0 | 0 | 0 | 0
RAV-GP561ATP-A1/RAV-GM561UTP-A | Toshiba | Non Ducted | Single Split System | 5 | 5.6 | ELIGIBLE | 32 | 186 | 960.52 | 37 | 272 | 1184.62
RAV-GM561ATP-A1/RAV-HM561MUTP-E | Toshiba | Non Ducted | Single Split System | 5 | 5.3 | INELIGIBLE | 0 | 0 | 0 | 0 | 0 | 0
WWH52HWA | WESTINGHOUSE | Non Ducted | Window Wall | 5.3 | 4.8 | INELIGIBLE | 0 | 0 | 0 | 0 | 0 | 0
WH52 | WESTINGHOUSE | Non Ducted | Window Wall | 5.3 | 4.8 | INELIGIBLE | 0 | 0 | 0 | 0 | 0 | 0
WWH22HWA | WESTINGHOUSE | Non Ducted | Window Wall | 2.2 | 1.9 | INELIGIBLE | 0 | 0 | 0 | 0 | 0 | 0
WWH22CWA | WESTINGHOUSE | Non Ducted | Window Wall | 2.2 | 1.9 | INELIGIBLE | 0 | 0 | 0 | 0 | 0 | 0
WH22 | WESTINGHOUSE | Non Ducted | Window Wall | 2.2 | 1.9 | INELIGIBLE | 0 | 0 | 0 | 0 | 0 | 0
WWH39HWA | WESTINGHOUSE | Non Ducted | Window Wall | 3.9 | 3.6 | INELIGIBLE | 0 | 0 | 0 | 0 | 0 | 0
WH39 | WESTINGHOUSE | Non Ducted | Window Wall | 3.9 | 3.6 | INELIGIBLE | 0 | 0 | 0 | 0 | 0 | 0
WWH27HWA | WESTINGHOUSE | Non Ducted | Window Wall | 2.8 | 2.45 | INELIGIBLE | 0 | 0 | 0 | 0 | 0 | 0
WH27 | WESTINGHOUSE | Non Ducted | Window Wall | 2.8 | 2.45 | INELIGIBLE | 0 | 0 | 0 | 0 | 0 | 0
WWH27CWA | WESTINGHOUSE | Non Ducted | Window Wall | 2.8 | 2.45 | INELIGIBLE | 0 | 0 | 0 | 0 | 0 | 0
WWH60HWA | WESTINGHOUSE | Non Ducted | Window Wall | 6.09 | 5.8 | INELIGIBLE | 0 | 0 | 0 | 0 | 0 | 0
WH60 | WESTINGHOUSE | Non Ducted | Window Wall | 6.09 | 5.8 | INELIGIBLE | 0 | 0 | 0 | 0 | 0 | 0
WSD73HWB-I/WSD73HWA-E | WESTINGHOUSE | Non Ducted | Single Split System | 7.3 | 8.3 | ELIGIBLE | 47 | 166 | 1271.42 | 53 | 292 | 1569.98
WSD73HWA-E/WSD73HWA-I | WESTINGHOUSE | Non Ducted | Single Split System | 7.3 | 8.3 | ELIGIBLE | 47 | 166 | 1271.42 | 53 | 292 | 1569.98
HSV247HWAE/HSV247HWAI | WESTINGHOUSE | Non Ducted | Single Split System | 7.3 | 8.3 | ELIGIBLE | 47 | 166 | 1271.42 | 53 | 292 | 1569.98
WSD73HWA-E/WSD73HWA-I | WESTINGHOUSE | Non Ducted | Single Split System | 7.3 | 8.3 | ELIGIBLE | 47 | 166 | 1271.42 | 53 | 292 | 1569.98
WSD91HWB-I/WSD91HWA-E | WESTINGHOUSE | Non Ducted | Single Split System | 9.1 | 10.4 | INELIGIBLE | 0 | 0 | 0 | 0 | 0 | 0
HSV307HWAE/HSV307HWAI | WESTINGHOUSE | Non Ducted | Single Split System | 9.1 | 10.4 | INELIGIBLE | 0 | 0 | 0 | 0 | 0 | 0
WSD91HWA-E/WSD91HWA-I | WESTINGHOUSE | Non Ducted | Single Split System | 9.1 | 10.4 | INELIGIBLE | 0 | 0 | 0 | 0 | 0 | 0
WSD51HWA-E/WSD51HWA-I | WESTINGHOUSE | Non Ducted | Single Split System | 5.1 | 6.1 | ELIGIBLE | 37 | 226 | 1124.82 | 41 | 314 | 1329.06
WSD51HWB-I/WSD51HWA-E | WESTINGHOUSE | Non Ducted | Single Split System | 5.1 | 6.1 | ELIGIBLE | 37 | 226 | 1124.82 | 41 | 314 | 1329.06
HSV187HWAE/HSV187HWAI | WESTINGHOUSE | Non Ducted | Single Split System | 5.1 | 6.1 | ELIGIBLE | 37 | 226 | 1124.82 | 41 | 314 | 1329.06
WSD27HWB-I/WSD27HWA-E | WESTINGHOUSE | Non Ducted | Single Split System | 2.65 | 3.45 | ELIGIBLE | 18 | 131 | 574.58 | 20 | 171 | 671.5
HSV097HWAE/HSV097HWAI | WESTINGHOUSE | Non Ducted | Single Split System | 2.65 | 3.45 | ELIGIBLE | 18 | 131 | 574.58 | 20 | 171 | 671.5
WSD27HWA-E/WSD27HWA-I | WESTINGHOUSE | Non Ducted | Single Split System | 2.65 | 3.45 | ELIGIBLE | 18 | 131 | 574.58 | 20 | 171 | 671.5
WSD36HWB-I/WSD36HWA-E | WESTINGHOUSE | Non Ducted | Single Split System | 3.6 | 4.4 | ELIGIBLE | 23 | 138 | 695.98 | 26 | 193 | 834.86
HSV127HWAE/HSV127HWAI | WESTINGHOUSE | Non Ducted | Single Split System | 3.6 | 4.4 | ELIGIBLE | 23 | 138 | 695.98 | 26 | 193 | 834.86
WSD36HWA-E/WSD36HWA-I | WESTINGHOUSE | Non Ducted | Single Split System | 3.6 | 4.4 | ELIGIBLE | 23 | 138 | 695.98 | 26 | 193 | 834.86
Yook 25A1 | Yook | Non Ducted | Single Split System | 2.5 | 2.5 | ELIGIBLE | 11 | 88 | 361.46 | 13 | 126 | 455.78
Yook 50A1 | Yook | Non Ducted | Single Split System | 5.2 | 5.2 | ELIGIBLE | 26 | 232 | 885.56 | 30 | 322 | 1092.4
Yook 70A1 | Yook | Non Ducted | Single Split System | 7.03 | 7.03 | ELIGIBLE | 30 | 178 | 905.2 | 36 | 299 | 1197.26
Yook 35A1 | Yook | Non Ducted | Single Split System | 3.4 | 3.5 | ELIGIBLE | 15 | 105 | 473.4 | 18 | 157 | 608.38
YHKF09ZEAHHTORX | YORK | Non Ducted | Single Split System | 2.5 | 3 | INELIGIBLE | 0 | 0 | 0 | 0 | 0 | 0

## Average Zone
Model_No | Brand | Configuration1 | Configuration2 | C-Total Cool Rated | H-Total Heat Rated | ELIGIBLE_MIXED | ESCs new | PRCs new | Total incentive - NEW | ESCs replacement | PRCs replacement | Total incentive - REPLACEMENT
URC-071AS / CRE-071AS | ACTRON AIR | Non Ducted | Single Split System | 7.1 | 7.85 | ELIGIBLE | 22 | 28 | 530.52 | 26 | 92 | 703.56
URC-100AS / CRE-100AS | ACTRON AIR | Non Ducted | Single Split System | 10.5 | 10.7 | INELIGIBLE | 0 | 0 | 0 | 0 | 0 | 0
WRC-026AS / WRE-026AS | ACTRON AIR | Non Ducted | Single Split System | 2.65 | 2.85 | INELIGIBLE | 0 | 0 | 0 | 0 | 0 | 0
WRC-035AS / WRE-035AS | ACTRON AIR | Non Ducted | Single Split System | 3.55 | 3.75 | ELIGIBLE | 9 | 32 | 243.74 | 11 | 61 | 326.36
WRC-050AS / WRE-050AS | ACTRON AIR | Non Ducted | Single Split System | 5 | 5.15 | ELIGIBLE | 15 | 69 | 426.6 | 17 | 114 | 530.02
WRC-071AS / WRE-071AS | ACTRON AIR | Non Ducted | Single Split System | 7.1 | 7.65 | INELIGIBLE | 0 | 0 | 0 | 0 | 0 | 0
WRC-080AS / WRE-080AS | ACTRON AIR | Non Ducted | Single Split System | 8 | 8.15 | INELIGIBLE | 0 | 0 | 0 | 0 | 0 | 0
URC-125AS / CRE-125AS | ACTRON AIR | Non Ducted | Single Split System | 12.5 | 14.5 | ELIGIBLE | 42 | 98 | 1070.72 | 49 | 226 | 1394.34
URC-140AS / CRE-140AS | ACTRON AIR | Non Ducted | Single Split System | 13.75 | 15.3 | ELIGIBLE | 43 | 105 | 1102.28 | 50 | 246 | 1442.8
CRV13AS / EVV13AS | ACTRON AIR | Ducted | Single Split System | 13.2 | 13.4 | INELIGIBLE | 0 | 0 | 0 | 0 | 0 | 0
CRV13AS / EAA13AS & EFV13AS | ACTRON AIR | Ducted | Single Split System | 13.2 | 13.4 | INELIGIBLE | 0 | 0 | 0 | 0 | 0 | 0
URC-071AS / LRE-071AS | ACTRON AIR | Ducted | Single Split System | 7.1 | 8.4 | INELIGIBLE | 0 | 0 | 0 | 0 | 0 | 0
URC-100AS / LRE-100AS | ACTRON AIR | Ducted | Single Split System | 10 | 10.9 | INELIGIBLE | 0 | 0 | 0 | 0 | 0 | 0
URC-170AS / LRE-170AS | ACTRON AIR | Ducted | Single Split System | 17 | 17.5 | ELIGIBLE | 51 | 155 | 1346.96 | 60 | 329 | 1775.3
SCA290C / SCG290E | ACTRON AIR | Ducted | Single Split System | 28.3 | 28.6 | INELIGIBLE | 0 | 0 | 0 | 0 | 0 | 0
PCG290U | ACTRON AIR | Ducted | Packaged | 28.3 | 28.6 | INELIGIBLE | 0 | 0 | 0 | 0 | 0 | 0
PCG290L | ACTRON AIR | Ducted | Packaged | 28.3 | 28.6 | INELIGIBLE | 0 | 0 | 0 | 0 | 0 | 0
PCG290R | ACTRON AIR | Ducted | Packaged | 28.3 | 28.6 | INELIGIBLE | 0 | 0 | 0 | 0 | 0 | 0
PCG290 | ACTRON AIR | Ducted | Packaged | 28.3 | 28.6 | INELIGIBLE | 0 | 0 | 0 | 0 | 0 | 0
CRQ2-14AS / ERQ2-14AS | ACTRON AIR | Ducted | Single Split System | 11.8 | 14 | INELIGIBLE | 0 | 0 | 0 | 0 | 0 | 0
CRQ4-19AS / ERQ4-19AS | ACTRON AIR | Ducted | Single Split System | 16.8 | 18.2 | INELIGIBLE | 0 | 0 | 0 | 0 | 0 | 0
CRQ3-17AS / ERQ3-17AS | ACTRON AIR | Ducted | Single Split System | 13.7 | 17.2 | INELIGIBLE | 0 | 0 | 0 | 0 | 0 | 0
CRV13AT / EVV13AS | ACTRON AIR | Ducted | Single Split System | 12.8 | 13.65 | INELIGIBLE | 0 | 0 | 0 | 0 | 0 | 0
CRV13AT / EAA13AS & EFV13AS | ACTRON AIR | Ducted | Single Split System | 12.8 | 13.65 | INELIGIBLE | 0 | 0 | 0 | 0 | 0 | 0
CRQ4-19AS / FRQ4-19AS & ARV4-19AS | ACTRON AIR | Ducted | Single Split System | 16.8 | 18.2 | INELIGIBLE | 0 | 0 | 0 | 0 | 0 | 0
PCG203U | ACTRON AIR | Ducted | Packaged | 19.06 | 19.9 | INELIGIBLE | 0 | 0 | 0 | 0 | 0 | 0
PCG203V | ACTRON AIR | Ducted | Packaged | 19.06 | 19.9 | INELIGIBLE | 0 | 0 | 0 | 0 | 0 | 0
LRC-071CS / LRE-071CS | ACTRON AIR | Ducted | Single Split System | 7.3 | 7.7 | ELIGIBLE | 24 | 87 | 652.14 | 28 | 162 | 839.48
LRC-100CS / LRE-100CS | ACTRON AIR | Ducted | Single Split System | 10.5 | 11.5 | ELIGIBLE | 37 | 88 | 945.42 | 43 | 195 | 1219.28
URC-125CS / LRE-125CS | ACTRON AIR | Ducted | Single Split System | 12.9 | 13.4 | ELIGIBLE | 42 | 157 | 1147.42 | 49 | 289 | 1476.24
URC-140CS / LRE-140CS | ACTRON AIR | Ducted | Single Split System | 14 | 14.35 | ELIGIBLE | 45 | 120 | 1166.7 | 52 | 263 | 1509.82
LRC-170CS / LRE-170CS | ACTRON AIR | Ducted | Single Split System | 16.6 | 17.6 | ELIGIBLE | 54 | 125 | 1375.34 | 63 | 296 | 1799.78
CRC-100CS / CRE-100CS | ACTRON AIR | Non Ducted | Single Split System | 10.95 | 11.95 | ELIGIBLE | 39 | 282 | 1242.54 | 45 | 394 | 1522.9
URC-125CS / CRE-125CS | ACTRON AIR | Non Ducted | Single Split System | 12.3 | 13.5 | ELIGIBLE | 42 | 212 | 1218.92 | 49 | 338 | 1539.94
URC-140CS / CRE-140CS | ACTRON AIR | Non Ducted | Single Split System | 13.95 | 14.5 | ELIGIBLE | 45 | 124 | 1171.9 | 52 | 267 | 1515.02
CRV17AT / EVV17AS | ACTRON AIR | Ducted | Single Split System | 17 | 18.2 | INELIGIBLE | 0 | 0 | 0 | 0 | 0 | 0
CRV17AT / EAA17AS & EFV17AS | ACTRON AIR | Ducted | Single Split System | 17 | 18.2 | INELIGIBLE | 0 | 0 | 0 | 0 | 0 | 0
CRV15AT / EVV15AS | ACTRON AIR | Ducted | Single Split System | 14.75 | 16 | INELIGIBLE | 0 | 0 | 0 | 0 | 0 | 0
CRV15AT / EAA15AS & EFV15AS | ACTRON AIR | Ducted | Single Split System | 14.75 | 16 | INELIGIBLE | 0 | 0 | 0 | 0 | 0 | 0
PRV15AT-T | ACTRON AIR | Ducted | Packaged | 14.65 | 16 | INELIGIBLE | 0 | 0 | 0 | 0 | 0 | 0
PRV17AT-T | ACTRON AIR | Ducted | Packaged | 17 | 18.4 | INELIGIBLE | 0 | 0 | 0 | 0 | 0 | 0
CRV17AS / EVV17AS | ACTRON AIR | Ducted | Single Split System | 16.8 | 18 | INELIGIBLE | 0 | 0 | 0 | 0 | 0 | 0
CRV17AS / EAA17AS & EFV17AS | ACTRON AIR | Ducted | Single Split System | 16.8 | 18 | INELIGIBLE | 0 | 0 | 0 | 0 | 0 | 0
CRV17AS / EVV17AS - EXV SE | ACTRON AIR | Ducted | Single Split System | 16.8 | 18 | INELIGIBLE | 0 | 0 | 0 | 0 | 0 | 0
CRV17AT / EVV17AS - EXV SE | ACTRON AIR | Ducted | Single Split System | 17 | 18.2 | INELIGIBLE | 0 | 0 | 0 | 0 | 0 | 0
CRV15AT / EVV15AS - EXV SE | ACTRON AIR | Ducted | Single Split System | 14.75 | 16 | INELIGIBLE | 0 | 0 | 0 | 0 | 0 | 0
CRV15AS / EVV15AS | ACTRON AIR | Ducted | Single Split System | 14.4 | 15.53 | INELIGIBLE | 0 | 0 | 0 | 0 | 0 | 0
CRV15AS / EAA15AS & EFV15AS | ACTRON AIR | Ducted | Single Split System | 14.4 | 15.53 | INELIGIBLE | 0 | 0 | 0 | 0 | 0 | 0
CRV15AS / EVV15AS - EXV SE | ACTRON AIR | Ducted | Single Split System | 14.4 | 15.53 | INELIGIBLE | 0 | 0 | 0 | 0 | 0 | 0
CRS13AS / EVA13AS | ACTRON AIR | Ducted | Single Split System | 13.02 | 15 | ELIGIBLE | 39 | 91 | 994.24 | 47 | 225 | 1348.12
CRS13AS / ECA13AS & EFA13AS | ACTRON AIR | Ducted | Single Split System | 13.02 | 15 | ELIGIBLE | 39 | 91 | 994.24 | 47 | 225 | 1348.12
CRS10AS / EVA10AS | ACTRON AIR | Ducted | Single Split System | 10 | 10.52 | INELIGIBLE | 0 | 0 | 0 | 0 | 0 | 0
CRS13AT / EVA13AS | ACTRON AIR | Ducted | Single Split System | 13 | 15 | ELIGIBLE | 40 | 84 | 1007.6 | 47 | 217 | 1337.72
CRS13AT / ECA13AS & EFA13AS | ACTRON AIR | Ducted | Single Split System | 13 | 15 | ELIGIBLE | 40 | 84 | 1007.6 | 47 | 217 | 1337.72
PKV290T-T | ACTRON AIR | Ducted | Packaged | 29.6 | 29.804 | INELIGIBLE | 0 | 0 | 0 | 0 | 0 | 0
CRV290T / EVA290T | ACTRON AIR | Ducted | Single Split System | 29.6 | 29.804 | INELIGIBLE | 0 | 0 | 0 | 0 | 0 | 0
PKV290T-L | ACTRON AIR | Ducted | Packaged | 29.511 | 30.1971 | INELIGIBLE | 0 | 0 | 0 | 0 | 0 | 0
PKV290T-R | ACTRON AIR | Ducted | Packaged | 29.511 | 30.1971 | INELIGIBLE | 0 | 0 | 0 | 0 | 0 | 0
PKV290T-L/R | ACTRON AIR | Ducted | Packaged | 29.511 | 30.1971 | INELIGIBLE | 0 | 0 | 0 | 0 | 0 | 0
CRA230T / EVA230S | ACTRON AIR | Ducted | Single Split System | 22.609 | 23.483 | INELIGIBLE | 0 | 0 | 0 | 0 | 0 | 0
CRA230T / EAA230S & EFA230S | ACTRON AIR | Ducted | Single Split System | 22.609 | 23.483 | INELIGIBLE | 0 | 0 | 0 | 0 | 0 | 0
PCG233U | ACTRON AIR | Ducted | Packaged | 22.9 | 23.56 | INELIGIBLE | 0 | 0 | 0 | 0 | 0 | 0
PCG233V | ACTRON AIR | Ducted | Packaged | 22.9 | 23.56 | INELIGIBLE | 0 | 0 | 0 | 0 | 0 | 0
PCG233 | ACTRON AIR | Ducted | Packaged | 22.9 | 23.56 | INELIGIBLE | 0 | 0 | 0 | 0 | 0 | 0
CRS15AS / EVA15AS | ACTRON AIR | Ducted | Single Split System | 15.4 | 16.74 | ELIGIBLE | 45 | 165 | 1225.2 | 53 | 323 | 1610.28
CRS15AS / ECA15AS & EFA15AS | ACTRON AIR | Ducted | Single Split System | 15.4 | 16.74 | ELIGIBLE | 45 | 165 | 1225.2 | 53 | 323 | 1610.28
CRS17AT / EVA17AS | ACTRON AIR | Ducted | Single Split System | 17 | 19.08 | ELIGIBLE | 51 | 137 | 1323.56 | 60 | 311 | 1751.9
CRS17AT / ECA17AS & EFA17AS | ACTRON AIR | Ducted | Single Split System | 17 | 19.08 | ELIGIBLE | 51 | 137 | 1323.56 | 60 | 311 | 1751.9
CRS15AT / EVA15AS | ACTRON AIR | Ducted | Single Split System | 15.2 | 16.7 | ELIGIBLE | 45 | 140 | 1192.7 | 53 | 296 | 1575.18
CRS15AT / ECA15AS & EFA15AS | ACTRON AIR | Ducted | Single Split System | 15.2 | 16.7 | ELIGIBLE | 45 | 140 | 1192.7 | 53 | 296 | 1575.18
CRA200T / EVA200S | ACTRON AIR | Ducted | Single Split System | 19.06 | 19.9 | INELIGIBLE | 0 | 0 | 0 | 0 | 0 | 0
CRA200T / EAA200S / EFA200S | ACTRON AIR | Ducted | Single Split System | 19.06 | 19.9 | INELIGIBLE | 0 | 0 | 0 | 0 | 0 | 0
CRS23AT / EVA23AS | ACTRON AIR | Ducted | Single Split System | 22.6 | 24.5 | ELIGIBLE | 66 | 250 | 1807.36 | 78 | 482 | 2378.48
CRS23AT / ECA23AS & EFA23AS | ACTRON AIR | Ducted | Single Split System | 22.6 | 24.5 | ELIGIBLE | 66 | 250 | 1807.36 | 78 | 482 | 2378.48
CRS20AT / EVA20AS | ACTRON AIR | Ducted | Single Split System | 19.8 | 22 | ELIGIBLE | 58 | 203 | 1566.58 | 69 | 406 | 2077.54
CRS20AT / ECA20AS & EFA20AS | ACTRON AIR | Ducted | Single Split System | 19.8 | 22 | ELIGIBLE | 58 | 203 | 1566.58 | 69 | 406 | 2077.54
CRS17AS / EVA17AS | ACTRON AIR | Ducted | Single Split System | 17 | 19.29 | ELIGIBLE | 51 | 137 | 1323.56 | 60 | 311 | 1751.9
CRS17AS / ECA17AS & EFA17AS | ACTRON AIR | Ducted | Single Split System | 17 | 19.29 | ELIGIBLE | 51 | 137 | 1323.56 | 60 | 311 | 1751.9
CRV19BT / EVV19BS | ACTRON AIR | Ducted | Single Split System | 19 | 19 | ELIGIBLE | 53 | 174 | 1416.58 | 63 | 369 | 1894.68
CRV19BT / EAA19BS & EFV19BS | ACTRON AIR | Ducted | Single Split System | 19 | 19 | ELIGIBLE | 53 | 174 | 1416.58 | 63 | 369 | 1894.68
CRV13BT / EVV13BS | ACTRON AIR | Ducted | Single Split System | 13 | 12.85 | ELIGIBLE | 35 | 124 | 947.3 | 41 | 257 | 1254.96
CRV13BT / EAA13BS & EFV13BS | ACTRON AIR | Ducted | Single Split System | 13 | 12.85 | ELIGIBLE | 35 | 124 | 947.3 | 41 | 257 | 1254.96
CRV13BS / EVV13BS | ACTRON AIR | Ducted | Single Split System | 13 | 12.85 | ELIGIBLE | 35 | 103 | 920 | 41 | 237 | 1228.96
CRV13BS / EAA13BS & EFV13BS | ACTRON AIR | Ducted | Single Split System | 13 | 12.85 | ELIGIBLE | 35 | 103 | 920 | 41 | 237 | 1228.96
CRV15BS / EVV15BS | ACTRON AIR | Ducted | Single Split System | 14.8 | 15 | ELIGIBLE | 40 | 92 | 1018 | 48 | 243 | 1393.98
CRV15BS / EAA15BS & EFV15BS | ACTRON AIR | Ducted | Single Split System | 14.8 | 15 | ELIGIBLE | 40 | 92 | 1018 | 48 | 243 | 1393.98
CRV15BT / EAA15BS & EFV15BS | ACTRON AIR | Ducted | Single Split System | 14.8 | 15 | ELIGIBLE | 41 | 133 | 1093.76 | 49 | 284 | 1469.74
CRV15BT / EVV15BS | ACTRON AIR | Ducted | Single Split System | 14.8 | 15 | ELIGIBLE | 41 | 133 | 1093.76 | 49 | 284 | 1469.74
CRV17BS / EVV17BS | ACTRON AIR | Ducted | Single Split System | 17 | 17.2 | ELIGIBLE | 47 | 113 | 1202.52 | 56 | 288 | 1632.16
CRV17BS / EAA17BS & EFV17BS | ACTRON AIR | Ducted | Single Split System | 17 | 17.2 | ELIGIBLE | 47 | 113 | 1202.52 | 56 | 288 | 1632.16
CRV17BT / EVV17BS | ACTRON AIR | Ducted | Single Split System | 17 | 17.2 | ELIGIBLE | 48 | 127 | 1243.18 | 57 | 301 | 1671.52
CRV17BT / EAA17BS & EFV17BS | ACTRON AIR | Ducted | Single Split System | 17 | 17.2 | ELIGIBLE | 48 | 127 | 1243.18 | 57 | 301 | 1671.52
PKV240T-T | ACTRON AIR | Ducted | Packaged | 20.8218 | 23.3685 | INELIGIBLE | 0 | 0 | 0 | 0 | 0 | 0
PKV210T-T | ACTRON AIR | Ducted | Packaged | 19.1173 | 20.1249 | INELIGIBLE | 0 | 0 | 0 | 0 | 0 | 0
CRV240T / EVV240S | ACTRON AIR | Ducted | Single Split System | 21.5 | 23 | ELIGIBLE | 59 | 247 | 1646.24 | 71 | 468 | 2203.06
CRV240T / EAA240S & EFV240S | ACTRON AIR | Ducted | Single Split System | 21.5 | 23 | ELIGIBLE | 59 | 247 | 1646.24 | 71 | 468 | 2203.06
CRV210T / EVV210S | ACTRON AIR | Ducted | Single Split System | 19 | 20 | ELIGIBLE | 52 | 127 | 1333.02 | 62 | 321 | 1809.82
CRV210T / EAA210S & EFV210S | ACTRON AIR | Ducted | Single Split System | 19 | 20 | ELIGIBLE | 52 | 127 | 1333.02 | 62 | 321 | 1809.82
CRV25BT / EVV25BS | ACTRON AIR | Ducted | Single Split System | 25 | 26 | ELIGIBLE | 73 | 236 | 1946.38 | 86 | 492 | 2571.16
CRV25BT / EAA25BS & EFV25BS | ACTRON AIR | Ducted | Single Split System | 25 | 26 | ELIGIBLE | 73 | 236 | 1946.38 | 86 | 492 | 2571.16
PRV17BT-T | ACTRON AIR | Ducted | Packaged | 17 | 17.6 | ELIGIBLE | 46 | 145 | 1221.66 | 55 | 320 | 1651.3
CRV22BT / EVV22BS | ACTRON AIR | Ducted | Single Split System | 22 | 23 | ELIGIBLE | 64 | 144 | 1624.64 | 76 | 369 | 2186.66
CRV22BT / EAA22BS & EFV22BS | ACTRON AIR | Ducted | Single Split System | 22 | 23 | ELIGIBLE | 64 | 144 | 1624.64 | 76 | 369 | 2186.66
LRC-071DS / LRE-071DS | ACTRON AIR | Ducted | Single Split System | 7.3 | 7.5 | ELIGIBLE | 24 | 64 | 622.24 | 28 | 138 | 808.28
URC-100DS / LRE-100DS | ACTRON AIR | Ducted | Single Split System | 10.2 | 12 | ELIGIBLE | 36 | 71 | 900.86 | 41 | 175 | 1148.36
LRC-170DS / LRE-170DS | ACTRON AIR | Ducted | Single Split System | 17 | 18 | ELIGIBLE | 55 | 113 | 1382.2 | 64 | 288 | 1811.84
URC-125DS / LRE-125DS | ACTRON AIR | Ducted | Single Split System | 12.6 | 14.5 | ELIGIBLE | 45 | 88 | 1125.1 | 52 | 217 | 1450.02
URC-140DS / LRE-140DS | ACTRON AIR | Ducted | Single Split System | 14 | 15.5 | ELIGIBLE | 48 | 114 | 1226.28 | 56 | 257 | 1591.86
WRC-026DS / WRE-026DS | ACTRON AIR | Non Ducted | Single Split System | 2.63 | 2.7 | ELIGIBLE | 8 | 68 | 268.08 | 9 | 89 | 317.84
WRC-035DS / WRE-035DS | ACTRON AIR | Non Ducted | Single Split System | 3.5 | 3.9 | ELIGIBLE | 11 | 61 | 326.36 | 12 | 89 | 385.22
WRC-050DS / WRE-050DS | ACTRON AIR | Non Ducted | Single Split System | 5.05 | 6 | ELIGIBLE | 19 | 118 | 580.14 | 21 | 164 | 684.86
WRC-060DS / WRE-060DS | ACTRON AIR | Non Ducted | Single Split System | 6 | 6.6 | ELIGIBLE | 20 | 85 | 559.7 | 23 | 140 | 698.58
WRC-072DS / WRE-072DS | ACTRON AIR | Non Ducted | Single Split System | 7.2 | 8.2 | ELIGIBLE | 24 | 71 | 631.34 | 28 | 137 | 806.98
WRC-080DS / WRE-080DS | ACTRON AIR | Non Ducted | Single Split System | 8 | 9 | ELIGIBLE | 26 | 32 | 625.56 | 30 | 105 | 810.3
WRC-090DS / WRE-090DS | ACTRON AIR | Non Ducted | Single Split System | 9 | 9.8 | ELIGIBLE | 28 | 72 | 722.48 | 33 | 154 | 941.38
URC-100DS / CRE-100DS | ACTRON AIR | Non Ducted | Single Split System | 10 | 10.5 | ELIGIBLE | 32 | 55 | 790.22 | 37 | 157 | 1035.12
URC-125DS / CRE-125DS | ACTRON AIR | Non Ducted | Single Split System | 12.9 | 13.3 | ELIGIBLE | 42 | 133 | 1116.22 | 48 | 266 | 1423.88
URC-140DS / CRE-140DS | ACTRON AIR | Non Ducted | Single Split System | 14.1 | 14.5 | ELIGIBLE | 45 | 89 | 1126.4 | 52 | 234 | 1472.12
PRV15BT-T | ACTRON AIR | Ducted | Packaged | 14.8 | 15 | ELIGIBLE | 40 | 103 | 1032.3 | 48 | 255 | 1409.58
WRC-026CS / WRE-026CS | ACTRON AIR | Non Ducted | Single Split System | 2.65 | 2.75 | ELIGIBLE | 8 | 81 | 284.98 | 9 | 102 | 334.74
WRC-035CS / WRE-035CS | ACTRON AIR | Non Ducted | Single Split System | 3.5 | 3.7 | ELIGIBLE | 10 | 67 | 311.7 | 12 | 95 | 393.02
WRC-085CS / WRE-085CS | ACTRON AIR | Non Ducted | Single Split System | 8.5 | 9.45 | INELIGIBLE | 0 | 0 | 0 | 0 | 0 | 0
WRC-072CS / WRE-072CS | ACTRON AIR | Non Ducted | Single Split System | 7.2 | 8 | ELIGIBLE | 22 | 99 | 622.82 | 26 | 165 | 798.46
WRC-050CS / WRE-050CS | ACTRON AIR | Non Ducted | Single Split System | 5 | 5 | ELIGIBLE | 16 | 113 | 506.26 | 18 | 159 | 610.98
SCA260C/SCG260E | ACTRON AIR | Ducted | Single Split System | 24.71 | 25.25 | INELIGIBLE | 0 | 0 | 0 | 0 | 0 | 0
PCG260U | ACTRON AIR | Ducted | Packaged | 24.71 | 25.25 | INELIGIBLE | 0 | 0 | 0 | 0 | 0 | 0
111700910/111700920 | ADVWIN | Non Ducted | Single Split System | 2.64 | 3.3 | ELIGIBLE | 8 | 50 | 244.68 | 9 | 71 | 294.44
RPA-020S-R410A | aggreko | Ducted | Packaged | 20.96 | 23.39 | INELIGIBLE | 0 | 0 | 0 | 0 | 0 | 0
IES-500-AC | AirSmart | Ducted | Single Split System | 10 | 10.5 | INELIGIBLE | 0 | 0 | 0 | 0 | 0 | 0
IES-500 | AirSmart | Ducted | Single Split System | 10 | 10.5 | INELIGIBLE | 0 | 0 | 0 | 0 | 0 | 0
IES-*** | AirSmart | Ducted | Single Split System | 10 | 10.5 | INELIGIBLE | 0 | 0 | 0 | 0 | 0 | 0
IES-700 | AirSmart | Ducted | Single Split System | 17 | 15.8 | ELIGIBLE | 50 | 158 | 1328.4 | 58 | 332 | 1734.28
IES-700-AC | AirSmart | Ducted | Single Split System | 17 | 15.8 | ELIGIBLE | 50 | 158 | 1328.4 | 58 | 332 | 1734.28
IES-*** | AirSmart | Ducted | Single Split System | 17 | 15.8 | ELIGIBLE | 0 | 0 | 0 | 0 | 0 | 0
RAQ/K/WP/115 | AIRSTAGE | Ducted | Packaged | 36.1 | 36.2 | INELIGIBLE | 0 | 0 | 0 | 0 | 0 | 0
RAQ/K/WP/ECO/115 | AIRSTAGE | Ducted | Packaged | 36.1 | 36.2 | INELIGIBLE | 0 | 0 | 0 | 0 | 0 | 0
RAQ/K/WP/* 115 | AIRSTAGE | Ducted | Packaged | 36.1 | 36.2 | INELIGIBLE | 0 | 0 | 0 | 0 | 0 | 0
RAQ/K/WP/15 | AIRSTAGE | Ducted | Packaged | 13.3 | 13.5 | INELIGIBLE | 0 | 0 | 0 | 0 | 0 | 0
RAQ/K/WP/ECO/15 | AIRSTAGE | Ducted | Packaged | 13.3 | 13.5 | INELIGIBLE | 0 | 0 | 0 | 0 | 0 | 0
RAQ/K/WP/17 | AIRSTAGE | Ducted | Packaged | 17.9 | 18.5 | INELIGIBLE | 0 | 0 | 0 | 0 | 0 | 0
RAQ/K/WP/ECO/17 | AIRSTAGE | Ducted | Packaged | 17.9 | 18.5 | INELIGIBLE | 0 | 0 | 0 | 0 | 0 | 0
RAQ/K/WP/110 | AIRSTAGE | Ducted | Packaged | 24.4 | 24.8 | INELIGIBLE | 0 | 0 | 0 | 0 | 0 | 0
RAQ/K/WP/ECO/110 | AIRSTAGE | Ducted | Packaged | 24.4 | 24.8 | INELIGIBLE | 0 | 0 | 0 | 0 | 0 | 0
RAQ/K/WP/112 | AIRSTAGE | Ducted | Packaged | 31.7 | 32.1 | INELIGIBLE | 0 | 0 | 0 | 0 | 0 | 0
RAQ/K/WP/ECO/112 | AIRSTAGE | Ducted | Packaged | 31.7 | 32.1 | INELIGIBLE | 0 | 0 | 0 | 0 | 0 | 0
RAQ/K/WP/118 | AIRSTAGE | Ducted | Packaged | 43.3 | 43.6 | INELIGIBLE | 0 | 0 | 0 | 0 | 0 | 0
RAQ/K/WP/ECO/118 | AIRSTAGE | Ducted | Packaged | 43.3 | 43.6 | INELIGIBLE | 0 | 0 | 0 | 0 | 0 | 0
RAQ/K/WP/224 | AIRSTAGE | Ducted | Packaged | 60.5 | 63 | INELIGIBLE | 0 | 0 | 0 | 0 | 0 | 0
RAQ/K/WP/ECO/224 | AIRSTAGE | Ducted | Packaged | 60.5 | 63 | INELIGIBLE | 0 | 0 | 0 | 0 | 0 | 0
RAQ/K/WP/* 15 | AIRSTAGE | Ducted | Packaged | 13.3 | 13.5 | INELIGIBLE | 0 | 0 | 0 | 0 | 0 | 0
RAQ/K/WP/* 17 | AIRSTAGE | Ducted | Packaged | 17.9 | 18.5 | INELIGIBLE | 0 | 0 | 0 | 0 | 0 | 0
RAQ/K/WP/* 112 | AIRSTAGE | Ducted | Packaged | 31.7 | 32.1 | INELIGIBLE | 0 | 0 | 0 | 0 | 0 | 0
RAQ/K/WP/* 110 | AIRSTAGE | Ducted | Packaged | 24.4 | 24.8 | INELIGIBLE | 0 | 0 | 0 | 0 | 0 | 0
RAQ/K/WP/* 118 | AIRSTAGE | Ducted | Packaged | 43.3 | 43.6 | INELIGIBLE | 0 | 0 | 0 | 0 | 0 | 0
RAQ/K/WP/* 224 | AIRSTAGE | Ducted | Packaged | 60.5 | 63 | INELIGIBLE | 0 | 0 | 0 | 0 | 0 | 0
RAQ/K/EC/WP/15 | AIRSTAGE | Ducted | Packaged | 13.6 | 13.8 | INELIGIBLE | 0 | 0 | 0 | 0 | 0 | 0
RAQ/K/EC/WP/17 | AIRSTAGE | Ducted | Packaged | 18.1 | 18.7 | INELIGIBLE | 0 | 0 | 0 | 0 | 0 | 0
RAQ/K/EC/WP/110 | AIRSTAGE | Ducted | Packaged | 24.5 | 24.9 | INELIGIBLE | 0 | 0 | 0 | 0 | 0 | 0
RAQ/K/EC/WP/112 | AIRSTAGE | Ducted | Packaged | 31.8 | 32.2 | INELIGIBLE | 0 | 0 | 0 | 0 | 0 | 0
RAQ/K/EC/WP/115 | AIRSTAGE | Ducted | Packaged | 36.2 | 36.3 | INELIGIBLE | 0 | 0 | 0 | 0 | 0 | 0
RAQ/K/EC/WP/118 | AIRSTAGE | Ducted | Packaged | 43.4 | 43.7 | INELIGIBLE | 0 | 0 | 0 | 0 | 0 | 0
RAQ/K/EC/WP/224 | AIRSTAGE | Ducted | Packaged | 60.6 | 63.1 | INELIGIBLE | 0 | 0 | 0 | 0 | 0 | 0
RAQ/K/EC/WP/ECO/15 | AIRSTAGE | Ducted | Packaged | 13.6 | 13.8 | INELIGIBLE | 0 | 0 | 0 | 0 | 0 | 0
RAQ/K/EC/WP/*15 | AIRSTAGE | Ducted | Packaged | 13.6 | 13.8 | INELIGIBLE | 0 | 0 | 0 | 0 | 0 | 0
RAQ/K/EC/WP/ECO/17 | AIRSTAGE | Ducted | Packaged | 18.1 | 18.7 | INELIGIBLE | 0 | 0 | 0 | 0 | 0 | 0
RAQ/K/EC/WP/*17 | AIRSTAGE | Ducted | Packaged | 18.1 | 18.7 | INELIGIBLE | 0 | 0 | 0 | 0 | 0 | 0
RAQ/K/EC/WP/ECO/110 | AIRSTAGE | Ducted | Packaged | 24.5 | 24.9 | INELIGIBLE | 0 | 0 | 0 | 0 | 0 | 0
RAQ/K/EC/WP/*110 | AIRSTAGE | Ducted | Packaged | 24.5 | 24.9 | INELIGIBLE | 0 | 0 | 0 | 0 | 0 | 0
RAQ/K/EC/WP/ECO/112 | AIRSTAGE | Ducted | Packaged | 31.8 | 32.2 | INELIGIBLE | 0 | 0 | 0 | 0 | 0 | 0
RAQ/K/EC/WP/*112 | AIRSTAGE | Ducted | Packaged | 31.8 | 32.2 | INELIGIBLE | 0 | 0 | 0 | 0 | 0 | 0
RAQ/K/EC/WP/ECO/115 | AIRSTAGE | Ducted | Packaged | 36.2 | 36.3 | INELIGIBLE | 0 | 0 | 0 | 0 | 0 | 0
RAQ/K/EC/WP/*115 | AIRSTAGE | Ducted | Packaged | 36.2 | 36.3 | INELIGIBLE | 0 | 0 | 0 | 0 | 0 | 0
RAQ/K/EC/WP/ECO/118 | AIRSTAGE | Ducted | Packaged | 43.4 | 43.7 | INELIGIBLE | 0 | 0 | 0 | 0 | 0 | 0
RAQ/K/EC/WP/*118 | AIRSTAGE | Ducted | Packaged | 43.4 | 43.7 | INELIGIBLE | 0 | 0 | 0 | 0 | 0 | 0
RAQ/K/EC/WP/ECO/224 | AIRSTAGE | Ducted | Packaged | 60.6 | 63.1 | INELIGIBLE | 0 | 0 | 0 | 0 | 0 | 0
RAQ/K/EC/WP/*224 | AIRSTAGE | Ducted | Packaged | 60.6 | 63.1 | INELIGIBLE | 0 | 0 | 0 | 0 | 0 | 0
RAQ/L/EC/WP/15 | AIRSTAGE | Ducted | Packaged | 14.86 | 12.97 | INELIGIBLE | 0 | 0 | 0 | 0 | 0 | 0
RAQ/L/EC/WP/17 | AIRSTAGE | Ducted | Packaged | 18.8 | 16.42 | INELIGIBLE | 0 | 0 | 0 | 0 | 0 | 0
RAQ/L/EC/WP/110 | AIRSTAGE | Ducted | Packaged | 26.3 | 22.93 | INELIGIBLE | 0 | 0 | 0 | 0 | 0 | 0
RAQ/L/EC/WP/112 | AIRSTAGE | Ducted | Packaged | 33.93 | 29.57 | INELIGIBLE | 0 | 0 | 0 | 0 | 0 | 0
RAQ/L/EC/WP/115 | AIRSTAGE | Ducted | Packaged | 36.22 | 33.87 | INELIGIBLE | 0 | 0 | 0 | 0 | 0 | 0
RAQ/L/EC/WP/118 | AIRSTAGE | Ducted | Packaged | 46.66 | 40.95 | INELIGIBLE | 0 | 0 | 0 | 0 | 0 | 0
RAQ/L/EC/WP/120 | AIRSTAGE | Ducted | Packaged | 50.66 | 44.41 | INELIGIBLE | 0 | 0 | 0 | 0 | 0 | 0
RAQ/L/EC/WP/224 | AIRSTAGE | Ducted | Packaged | 61.09 | 61.38 | INELIGIBLE | 0 | 0 | 0 | 0 | 0 | 0
RAQ/K/EC/WP/120 | AIRSTAGE | Ducted | Packaged | 51.2 | 50.16 | INELIGIBLE | 0 | 0 | 0 | 0 | 0 | 0
RAQ/K/EC/WP/ECO/120 | AIRSTAGE | Ducted | Packaged | 51.2 | 50.16 | INELIGIBLE | 0 | 0 | 0 | 0 | 0 | 0
ATC-32DDNO H/C INVERTER-M7 | Airtemp | Non Ducted | Unitary double duct wall mounted | 2.477 | 2.341 | INELIGIBLE | 0 | 0 | 0 | 0 | 0 | 0
AK-TP35 | AKAI | Non Ducted | Single Split System | 3.5 | 4.5 | INELIGIBLE | 0 | 0 | 0 | 0 | 0 | 0
AK-TP52 | AKAI | Non Ducted | Single Split System | 5.2 | 5.2 | ELIGIBLE | 15 | 63 | 418.8 | 17 | 111 | 526.12
AK-TP26 | AKAI | Non Ducted | Single Split System | 2.64 | 4.05 | INELIGIBLE | 0 | 0 | 0 | 0 | 0 | 0
AK-TP26M | AKAI | Non Ducted | Single Split System | 2.64 | 2.9 | ELIGIBLE | 7 | 15 | 176.72 | 9 | 36 | 248.94
AK-TP50M | AKAI | Non Ducted | Single Split System | 5.3 | 5.3 | ELIGIBLE | 15 | 4 | 342.1 | 18 | 53 | 473.18
AK-TP35M | AKAI | Non Ducted | Single Split System | 3.5 | 4 | INELIGIBLE | 0 | 0 | 0 | 0 | 0 | 0
A-PAC-9-H | ALFORDSON | Non Ducted | Portable | 2.637 | 2.14 | INELIGIBLE | 0 | 0 | 0 | 0 | 0 | 0
A-PAC-9-FS-H | ALFORDSON | Non Ducted | Portable | 2.637 | 2.14 | INELIGIBLE | 0 | 0 | 0 | 0 | 0 | 0
A-PAC-9-CLT-H | ALFORDSON | Non Ducted | Portable | 2.637 | 2.14 | INELIGIBLE | 0 | 0 | 0 | 0 | 0 | 0
A-PAC-9-WAVE-H | ALFORDSON | Non Ducted | Portable | 2.637 | 2.14 | INELIGIBLE | 0 | 0 | 0 | 0 | 0 | 0
PAC-9-H | ALFORDSON | Non Ducted | Portable | 2.637 | 2.14 | INELIGIBLE | 0 | 0 | 0 | 0 | 0 | 0
A-PAC-12-H | ALFORDSON | Non Ducted | Portable | 3.5 | 2.83 | INELIGIBLE | 0 | 0 | 0 | 0 | 0 | 0
A-PAC-12-STR-H | ALFORDSON | Non Ducted | Portable | 3.5 | 2.83 | INELIGIBLE | 0 | 0 | 0 | 0 | 0 | 0
A-PAC-12-FLOW-H | ALFORDSON | Non Ducted | Portable | 3.5 | 2.83 | INELIGIBLE | 0 | 0 | 0 | 0 | 0 | 0
A-PAC-12-CLT-H | ALFORDSON | Non Ducted | Portable | 3.5 | 2.83 | INELIGIBLE | 0 | 0 | 0 | 0 | 0 | 0
PAC-12-H | ALFORDSON | Non Ducted | Portable | 3.5 | 2.83 | INELIGIBLE | 0 | 0 | 0 | 0 | 0 | 0
A-PAC-14-H | ALFORDSON | Non Ducted | Portable | 4.1 | 3.25 | INELIGIBLE | 0 | 0 | 0 | 0 | 0 | 0
A-PAC-14-STR-H | ALFORDSON | Non Ducted | Portable | 4.1 | 3.25 | INELIGIBLE | 0 | 0 | 0 | 0 | 0 | 0
A-PAC-14-FLOW-H | ALFORDSON | Non Ducted | Portable | 4.1 | 3.25 | INELIGIBLE | 0 | 0 | 0 | 0 | 0 | 0
A-PAC-14-CLT-H | ALFORDSON | Non Ducted | Portable | 4.1 | 3.25 | INELIGIBLE | 0 | 0 | 0 | 0 | 0 | 0
PAC-14-H | ALFORDSON | Non Ducted | Portable | 4.1 | 3.25 | INELIGIBLE | 0 | 0 | 0 | 0 | 0 | 0
P012AVR3SA-LTR | APAC | Ducted | Packaged | 11.38 | 11.74 | INELIGIBLE | 0 | 0 | 0 | 0 | 0 | 0
P012AVR3SA-LTS | APAC | Ducted | Packaged | 11.38 | 11.74 | INELIGIBLE | 0 | 0 | 0 | 0 | 0 | 0
P012AVR3SA-RTR | APAC | Ducted | Packaged | 11.38 | 11.74 | INELIGIBLE | 0 | 0 | 0 | 0 | 0 | 0
P012AVR3SA-RTS | APAC | Ducted | Packaged | 11.38 | 11.74 | INELIGIBLE | 0 | 0 | 0 | 0 | 0 | 0
P012AVR3SA-LTT | APAC | Ducted | Packaged | 11.38 | 11.74 | INELIGIBLE | 0 | 0 | 0 | 0 | 0 | 0
P012AVR3SA-RTT | APAC | Ducted | Packaged | 11.38 | 11.74 | INELIGIBLE | 0 | 0 | 0 | 0 | 0 | 0
P012AVR3SA | APAC | Ducted | Packaged | 11.38 | 11.74 | INELIGIBLE | 0 | 0 | 0 | 0 | 0 | 0
S012OVR3SA/S012ILR1SA-TR | APAC | Ducted | Single Split System | 11.38 | 11.74 | INELIGIBLE | 0 | 0 | 0 | 0 | 0 | 0
S012OVR3SA/S012ILR1SA-FR | APAC | Ducted | Single Split System | 11.38 | 11.74 | INELIGIBLE | 0 | 0 | 0 | 0 | 0 | 0
S012OVR3SA/S012IVR3SA-TR | APAC | Ducted | Single Split System | 11.38 | 11.74 | INELIGIBLE | 0 | 0 | 0 | 0 | 0 | 0
S012OVR3SA/S012ILR1SA- | APAC | Ducted | Single Split System | 11.38 | 11.74 | INELIGIBLE | 0 | 0 | 0 | 0 | 0 | 0
P015AVR3SA-LTR | APAC | Ducted | Packaged | 16.01 | 14.22 | INELIGIBLE | 0 | 0 | 0 | 0 | 0 | 0
P015AVR3SA-LTS | APAC | Ducted | Packaged | 16.01 | 14.22 | INELIGIBLE | 0 | 0 | 0 | 0 | 0 | 0
P015AVR3SA-RTR | APAC | Ducted | Packaged | 16.01 | 14.22 | INELIGIBLE | 0 | 0 | 0 | 0 | 0 | 0
P015AVR3SA-RTS | APAC | Ducted | Packaged | 16.01 | 14.22 | INELIGIBLE | 0 | 0 | 0 | 0 | 0 | 0
P015AVR3SA-LTT | APAC | Ducted | Packaged | 16.01 | 14.22 | INELIGIBLE | 0 | 0 | 0 | 0 | 0 | 0
P015AVR3SA-RTT | APAC | Ducted | Packaged | 16.01 | 14.22 | INELIGIBLE | 0 | 0 | 0 | 0 | 0 | 0
P015AVR3SA- | APAC | Ducted | Packaged | 16.01 | 14.22 | INELIGIBLE | 0 | 0 | 0 | 0 | 0 | 0
S015OVR3SA / S015ILR1SA-TR | APAC | Ducted | Single Split System | 16.01 | 14.22 | INELIGIBLE | 0 | 0 | 0 | 0 | 0 | 0
S015OVR3SA / S015ILR1SA-FR | APAC | Ducted | Single Split System | 16.01 | 14.22 | INELIGIBLE | 0 | 0 | 0 | 0 | 0 | 0
S015OVR3SA / S015IVR3SA-TR | APAC | Ducted | Single Split System | 16.01 | 14.22 | INELIGIBLE | 0 | 0 | 0 | 0 | 0 | 0
S015OVR3SA / S015ILR1SA- | APAC | Ducted | Single Split System | 16.01 | 14.22 | INELIGIBLE | 0 | 0 | 0 | 0 | 0 | 0
P018AVR3SA-LTR | APAC | Ducted | Packaged | 18.74 | 16.06 | INELIGIBLE | 0 | 0 | 0 | 0 | 0 | 0
P018AVR3SA-LTS | APAC | Ducted | Packaged | 18.74 | 16.06 | INELIGIBLE | 0 | 0 | 0 | 0 | 0 | 0
P018AVR3SA-RTR | APAC | Ducted | Packaged | 18.74 | 16.06 | INELIGIBLE | 0 | 0 | 0 | 0 | 0 | 0
P018AVR3SA-RTS | APAC | Ducted | Packaged | 18.74 | 16.06 | INELIGIBLE | 0 | 0 | 0 | 0 | 0 | 0
P018AVR3SA-LTT | APAC | Ducted | Packaged | 18.74 | 16.06 | INELIGIBLE | 0 | 0 | 0 | 0 | 0 | 0
P018AVR3SA-RTT | APAC | Ducted | Packaged | 18.74 | 16.06 | INELIGIBLE | 0 | 0 | 0 | 0 | 0 | 0
P018AVR3SA- | APAC | Ducted | Packaged | 18.74 | 16.06 | INELIGIBLE | 0 | 0 | 0 | 0 | 0 | 0
P018AVR3SA- | APAC | Ducted | Packaged | 18.74 | 16.06 | INELIGIBLE | 0 | 0 | 0 | 0 | 0 | 0
S018OVR3SA / S018ILR1SA-TR | APAC | Ducted | Single Split System | 18.74 | 16.06 | INELIGIBLE | 0 | 0 | 0 | 0 | 0 | 0
S018OVR3SA / S018ILR1SA-FR | APAC | Ducted | Single Split System | 18.74 | 16.06 | INELIGIBLE | 0 | 0 | 0 | 0 | 0 | 0
S018OVR3SA / S018IVR3SA-TR | APAC | Ducted | Single Split System | 18.74 | 16.06 | INELIGIBLE | 0 | 0 | 0 | 0 | 0 | 0
S018OVR3SA / S018ILR1SA- | APAC | Ducted | Single Split System | 18.74 | 16.06 | INELIGIBLE | 0 | 0 | 0 | 0 | 0 | 0
P015AHR3SA-LTT | APAC | Ducted | Packaged | 16.01 | 14.22 | INELIGIBLE | 0 | 0 | 0 | 0 | 0 | 0
P015AHR3SA-LTR | APAC | Ducted | Packaged | 16.01 | 14.22 | INELIGIBLE | 0 | 0 | 0 | 0 | 0 | 0
P015AHR3SA-LRR | APAC | Ducted | Packaged | 16.01 | 14.22 | INELIGIBLE | 0 | 0 | 0 | 0 | 0 | 0
P015AHR3SA-LBB | APAC | Ducted | Packaged | 16.01 | 14.22 | INELIGIBLE | 0 | 0 | 0 | 0 | 0 | 0
P015AHR3SA-RTT | APAC | Ducted | Packaged | 16.01 | 14.22 | INELIGIBLE | 0 | 0 | 0 | 0 | 0 | 0
P015AHR3SA-RTR | APAC | Ducted | Packaged | 16.01 | 14.22 | INELIGIBLE | 0 | 0 | 0 | 0 | 0 | 0
P015AHR3SA-RRR | APAC | Ducted | Packaged | 16.01 | 14.22 | INELIGIBLE | 0 | 0 | 0 | 0 | 0 | 0
P015AHR3SA-RBB | APAC | Ducted | Packaged | 16.01 | 14.22 | INELIGIBLE | 0 | 0 | 0 | 0 | 0 | 0
P015AHR3SA | APAC | Ducted | Packaged | 16.01 | 14.22 | INELIGIBLE | 0 | 0 | 0 | 0 | 0 | 0
P015AHR3SA- | APAC | Ducted | Packaged | 16.01 | 14.22 | INELIGIBLE | 0 | 0 | 0 | 0 | 0 | 0
P020AVR3SA-LTR | APAC | Ducted | Packaged | 22.45 | 18.89 | INELIGIBLE | 0 | 0 | 0 | 0 | 0 | 0
P020AVR3SA-LTS | APAC | Ducted | Packaged | 22.45 | 18.89 | INELIGIBLE | 0 | 0 | 0 | 0 | 0 | 0
P020AVR3SA-RTR | APAC | Ducted | Packaged | 22.45 | 18.89 | INELIGIBLE | 0 | 0 | 0 | 0 | 0 | 0
P020AVR3SA-RTS | APAC | Ducted | Packaged | 22.45 | 18.89 | INELIGIBLE | 0 | 0 | 0 | 0 | 0 | 0
P020AVR3SA-LTT | APAC | Ducted | Packaged | 22.45 | 18.89 | INELIGIBLE | 0 | 0 | 0 | 0 | 0 | 0
P020AVR3SA-RTT | APAC | Ducted | Packaged | 22.45 | 18.89 | INELIGIBLE | 0 | 0 | 0 | 0 | 0 | 0
P020AVR3SA- | APAC | Ducted | Packaged | 22.45 | 18.89 | INELIGIBLE | 0 | 0 | 0 | 0 | 0 | 0
S020OVR3SA / S020ILR1SA-TR | APAC | Ducted | Single Split System | 22.45 | 18.89 | INELIGIBLE | 0 | 0 | 0 | 0 | 0 | 0
S020OVR3SA / S020ILR1SA-FR | APAC | Ducted | Single Split System | 22.45 | 18.89 | INELIGIBLE | 0 | 0 | 0 | 0 | 0 | 0
S020OVR3SA / S020IVR3SA-TR | APAC | Ducted | Single Split System | 22.45 | 18.89 | INELIGIBLE | 0 | 0 | 0 | 0 | 0 | 0
S020OVR3SA / S020ILR1SA- | APAC | Ducted | Single Split System | 22.45 | 18.89 | INELIGIBLE | 0 | 0 | 0 | 0 | 0 | 0
P023AVR3SA-LTR | APAC | Ducted | Packaged | 22.4 | 22.73 | INELIGIBLE | 0 | 0 | 0 | 0 | 0 | 0
P023AVR3SA-LTS | APAC | Ducted | Packaged | 22.4 | 22.73 | INELIGIBLE | 0 | 0 | 0 | 0 | 0 | 0
P023AVR3SA-RTR | APAC | Ducted | Packaged | 22.4 | 22.73 | INELIGIBLE | 0 | 0 | 0 | 0 | 0 | 0
P023AVR3SA-RTS | APAC | Ducted | Packaged | 22.4 | 22.73 | INELIGIBLE | 0 | 0 | 0 | 0 | 0 | 0
P023AVR3SA-LTT | APAC | Ducted | Packaged | 22.4 | 22.73 | INELIGIBLE | 0 | 0 | 0 | 0 | 0 | 0
P023AVR3SA-RTT | APAC | Ducted | Packaged | 22.4 | 22.73 | INELIGIBLE | 0 | 0 | 0 | 0 | 0 | 0
P023AVR3SA- | APAC | Ducted | Packaged | 22.4 | 22.73 | INELIGIBLE | 0 | 0 | 0 | 0 | 0 | 0
S023OVR3SA / S023ILR1SA-TR | APAC | Ducted | Single Split System | 22.4 | 22.73 | INELIGIBLE | 0 | 0 | 0 | 0 | 0 | 0
S023OVR3SA / S023ILR1SA-FR | APAC | Ducted | Single Split System | 22.4 | 22.73 | INELIGIBLE | 0 | 0 | 0 | 0 | 0 | 0
S023OVR3SA / S023IVR3SA-TR | APAC | Ducted | Single Split System | 22.4 | 22.73 | INELIGIBLE | 0 | 0 | 0 | 0 | 0 | 0
S023OVR3SA / S023ILR1SA- | APAC | Ducted | Single Split System | 22.4 | 22.73 | INELIGIBLE | 0 | 0 | 0 | 0 | 0 | 0
P024AVR3SA-LTR | APAC | Ducted | Packaged | 23.36 | 20.36 | INELIGIBLE | 0 | 0 | 0 | 0 | 0 | 0
P024AVR3SA-LTS | APAC | Ducted | Packaged | 23.36 | 20.36 | INELIGIBLE | 0 | 0 | 0 | 0 | 0 | 0
P024AVR3SA-RTR | APAC | Ducted | Packaged | 23.36 | 20.36 | INELIGIBLE | 0 | 0 | 0 | 0 | 0 | 0
P024AVR3SA-RTS | APAC | Ducted | Packaged | 23.36 | 20.36 | INELIGIBLE | 0 | 0 | 0 | 0 | 0 | 0
P024AVR3SA- | APAC | Ducted | Packaged | 23.36 | 20.36 | INELIGIBLE | 0 | 0 | 0 | 0 | 0 | 0
S024OVR3SA / S024IHR3SA-TR | APAC | Ducted | Single Split System | 23.36 | 20.36 | INELIGIBLE | 0 | 0 | 0 | 0 | 0 | 0
S024OVR3SA / S024IHR3SA-FR | APAC | Ducted | Single Split System | 23.36 | 20.36 | INELIGIBLE | 0 | 0 | 0 | 0 | 0 | 0
S024OVR3SA / S024ILR3SA-TR | APAC | Ducted | Single Split System | 23.36 | 20.36 | INELIGIBLE | 0 | 0 | 0 | 0 | 0 | 0
S024OVR3SA / S024ILR3SA-FR | APAC | Ducted | Single Split System | 23.36 | 20.36 | INELIGIBLE | 0 | 0 | 0 | 0 | 0 | 0
S024OVR3SA / S024IVR3SA-TR | APAC | Ducted | Single Split System | 23.36 | 20.36 | INELIGIBLE | 0 | 0 | 0 | 0 | 0 | 0
S024OVR3SA / S024IHR3SA- | APAC | Ducted | Single Split System | 23.36 | 20.36 | INELIGIBLE | 0 | 0 | 0 | 0 | 0 | 0
P018AHR3SA-LTT | APAC | Ducted | Packaged | 18.74 | 16.06 | INELIGIBLE | 0 | 0 | 0 | 0 | 0 | 0
P018AHR3SA-LTR | APAC | Ducted | Packaged | 18.74 | 16.06 | INELIGIBLE | 0 | 0 | 0 | 0 | 0 | 0
P018AHR3SA-LRR | APAC | Ducted | Packaged | 18.74 | 16.06 | INELIGIBLE | 0 | 0 | 0 | 0 | 0 | 0
P018AHR3SA-LBB | APAC | Ducted | Packaged | 18.74 | 16.06 | INELIGIBLE | 0 | 0 | 0 | 0 | 0 | 0
P018AHR3SA-RTT | APAC | Ducted | Packaged | 18.74 | 16.06 | INELIGIBLE | 0 | 0 | 0 | 0 | 0 | 0
P018AHR3SA-RTR | APAC | Ducted | Packaged | 18.74 | 16.06 | INELIGIBLE | 0 | 0 | 0 | 0 | 0 | 0
P018AHR3SA-RRR | APAC | Ducted | Packaged | 18.74 | 16.06 | INELIGIBLE | 0 | 0 | 0 | 0 | 0 | 0
P018AHR3SA-RBB | APAC | Ducted | Packaged | 18.74 | 16.06 | INELIGIBLE | 0 | 0 | 0 | 0 | 0 | 0
P018AHR3SA- | APAC | Ducted | Packaged | 18.74 | 16.06 | INELIGIBLE | 0 | 0 | 0 | 0 | 0 | 0
P018AHR3SA | APAC | Ducted | Packaged | 18.74 | 16.06 | INELIGIBLE | 0 | 0 | 0 | 0 | 0 | 0
P012AHR3SA-LTT | APAC | Ducted | Packaged | 11.38 | 11.74 | INELIGIBLE | 0 | 0 | 0 | 0 | 0 | 0
P012AHR3SA-LTR | APAC | Ducted | Packaged | 11.38 | 11.74 | INELIGIBLE | 0 | 0 | 0 | 0 | 0 | 0
P012AHR3SA-LRR | APAC | Ducted | Packaged | 11.38 | 11.74 | INELIGIBLE | 0 | 0 | 0 | 0 | 0 | 0
P012AHR3SA-LBB | APAC | Ducted | Packaged | 11.38 | 11.74 | INELIGIBLE | 0 | 0 | 0 | 0 | 0 | 0
P012AHR3SA-RTT | APAC | Ducted | Packaged | 11.38 | 11.74 | INELIGIBLE | 0 | 0 | 0 | 0 | 0 | 0
P012AHR3SA-RTR | APAC | Ducted | Packaged | 11.38 | 11.74 | INELIGIBLE | 0 | 0 | 0 | 0 | 0 | 0
P012AHR3SA-RRR | APAC | Ducted | Packaged | 11.38 | 11.74 | INELIGIBLE | 0 | 0 | 0 | 0 | 0 | 0
P012AHR3SA-RBB | APAC | Ducted | Packaged | 11.38 | 11.74 | INELIGIBLE | 0 | 0 | 0 | 0 | 0 | 0
P012AHR3SA- | APAC | Ducted | Packaged | 11.38 | 11.74 | INELIGIBLE | 0 | 0 | 0 | 0 | 0 | 0
P012AHR3SA | APAC | Ducted | Packaged | 11.38 | 11.74 | INELIGIBLE | 0 | 0 | 0 | 0 | 0 | 0
P020AHR3SA | APAC | Ducted | Packaged | 22.45 | 18.89 | INELIGIBLE | 0 | 0 | 0 | 0 | 0 | 0
P020AHR3SA-LTT | APAC | Ducted | Packaged | 22.45 | 18.89 | INELIGIBLE | 0 | 0 | 0 | 0 | 0 | 0
P020AHR3SA-LTR | APAC | Ducted | Packaged | 22.45 | 18.89 | INELIGIBLE | 0 | 0 | 0 | 0 | 0 | 0
P020AHR3SA-LRR | APAC | Ducted | Packaged | 22.45 | 18.89 | INELIGIBLE | 0 | 0 | 0 | 0 | 0 | 0
P020AHR3SA-LBB | APAC | Ducted | Packaged | 22.45 | 18.89 | INELIGIBLE | 0 | 0 | 0 | 0 | 0 | 0
P020AHR3SA-RTT | APAC | Ducted | Packaged | 22.45 | 18.89 | INELIGIBLE | 0 | 0 | 0 | 0 | 0 | 0
P020AHR3SA-RTR | APAC | Ducted | Packaged | 22.45 | 18.89 | INELIGIBLE | 0 | 0 | 0 | 0 | 0 | 0
P020AHR3SA-RRR | APAC | Ducted | Packaged | 22.45 | 18.89 | INELIGIBLE | 0 | 0 | 0 | 0 | 0 | 0
P020AHR3SA-RBB | APAC | Ducted | Packaged | 22.45 | 18.89 | INELIGIBLE | 0 | 0 | 0 | 0 | 0 | 0
P020AHR3SA- | APAC | Ducted | Packaged | 22.45 | 18.89 | INELIGIBLE | 0 | 0 | 0 | 0 | 0 | 0
P030AHR3SA-LTT | APAC | Ducted | Packaged | 32.14 | 26.48 | INELIGIBLE | 0 | 0 | 0 | 0 | 0 | 0
P030AHR3SA-LTR | APAC | Ducted | Packaged | 32.14 | 26.48 | INELIGIBLE | 0 | 0 | 0 | 0 | 0 | 0
P030AHR3SA-LRR | APAC | Ducted | Packaged | 32.14 | 26.48 | INELIGIBLE | 0 | 0 | 0 | 0 | 0 | 0
P030AHR3SA-LBB | APAC | Ducted | Packaged | 32.14 | 26.48 | INELIGIBLE | 0 | 0 | 0 | 0 | 0 | 0
P030AHR3SA-RTT | APAC | Ducted | Packaged | 32.14 | 26.48 | INELIGIBLE | 0 | 0 | 0 | 0 | 0 | 0
P030AHR3SA-RTR | APAC | Ducted | Packaged | 32.14 | 26.48 | INELIGIBLE | 0 | 0 | 0 | 0 | 0 | 0
P030AHR3SA-RRR | APAC | Ducted | Packaged | 32.14 | 26.48 | INELIGIBLE | 0 | 0 | 0 | 0 | 0 | 0
P030AHR3SA-RBB | APAC | Ducted | Packaged | 32.14 | 26.48 | INELIGIBLE | 0 | 0 | 0 | 0 | 0 | 0
P030AHR3SA- | APAC | Ducted | Packaged | 32.14 | 26.48 | INELIGIBLE | 0 | 0 | 0 | 0 | 0 | 0
P030AVR3SA-LTR | APAC | Ducted | Packaged | 32.14 | 26.48 | INELIGIBLE | 0 | 0 | 0 | 0 | 0 | 0
P030AVR3SA-LTS | APAC | Ducted | Packaged | 32.14 | 26.48 | INELIGIBLE | 0 | 0 | 0 | 0 | 0 | 0
P030AVR3SA-RTR | APAC | Ducted | Packaged | 32.14 | 26.48 | INELIGIBLE | 0 | 0 | 0 | 0 | 0 | 0
P030AVR3SA-RTS | APAC | Ducted | Packaged | 32.14 | 26.48 | INELIGIBLE | 0 | 0 | 0 | 0 | 0 | 0
P030AVR3SA- | APAC | Ducted | Packaged | 32.14 | 26.48 | INELIGIBLE | 0 | 0 | 0 | 0 | 0 | 0
S030OVR3SA / S030IHR3SA-TR | APAC | Ducted | Single Split System | 32.14 | 26.48 | INELIGIBLE | 0 | 0 | 0 | 0 | 0 | 0
S030OVR3SA / S030IHR3SA-FR | APAC | Ducted | Single Split System | 32.14 | 26.48 | INELIGIBLE | 0 | 0 | 0 | 0 | 0 | 0
S030OVR3SA / S030ILR3SA-TR | APAC | Ducted | Single Split System | 32.14 | 26.48 | INELIGIBLE | 0 | 0 | 0 | 0 | 0 | 0
S030OVR3SA / S030ILR3SA-FR | APAC | Ducted | Single Split System | 32.14 | 26.48 | INELIGIBLE | 0 | 0 | 0 | 0 | 0 | 0
S030OVR3SA / S030IVR3SA-TR | APAC | Ducted | Single Split System | 32.14 | 26.48 | INELIGIBLE | 0 | 0 | 0 | 0 | 0 | 0
S030OVR3SA / S030IHR3SA- | APAC | Ducted | Single Split System | 32.14 | 26.48 | INELIGIBLE | 0 | 0 | 0 | 0 | 0 | 0
P024AHR3SA | APAC | Ducted | Packaged | 23.36 | 20.36 | INELIGIBLE | 0 | 0 | 0 | 0 | 0 | 0
P024AHR3SA-LTT | APAC | Ducted | Packaged | 23.36 | 20.36 | INELIGIBLE | 0 | 0 | 0 | 0 | 0 | 0
P024AHR3SA-LTR | APAC | Ducted | Packaged | 23.36 | 20.36 | INELIGIBLE | 0 | 0 | 0 | 0 | 0 | 0
P024AHR3SA-LRR | APAC | Ducted | Packaged | 23.36 | 20.36 | INELIGIBLE | 0 | 0 | 0 | 0 | 0 | 0
P024AHR3SA-LBB | APAC | Ducted | Packaged | 23.36 | 20.36 | INELIGIBLE | 0 | 0 | 0 | 0 | 0 | 0
P024AHR3SA-RTT | APAC | Ducted | Packaged | 23.36 | 20.36 | INELIGIBLE | 0 | 0 | 0 | 0 | 0 | 0
P024AHR3SA-RTR | APAC | Ducted | Packaged | 23.36 | 20.36 | INELIGIBLE | 0 | 0 | 0 | 0 | 0 | 0
P024AHR3SA-RRR | APAC | Ducted | Packaged | 23.36 | 20.36 | INELIGIBLE | 0 | 0 | 0 | 0 | 0 | 0
P024AHR3SA-RBB | APAC | Ducted | Packaged | 23.36 | 20.36 | INELIGIBLE | 0 | 0 | 0 | 0 | 0 | 0
P024AHR3SA- | APAC | Ducted | Packaged | 23.36 | 20.36 | INELIGIBLE | 0 | 0 | 0 | 0 | 0 | 0
P023AHR3SA | APAC | Ducted | Packaged | 22.4 | 22.73 | INELIGIBLE | 0 | 0 | 0 | 0 | 0 | 0
P023AHR3SA-LTT | APAC | Ducted | Packaged | 22.4 | 22.73 | INELIGIBLE | 0 | 0 | 0 | 0 | 0 | 0
P023AHR3SA-LTR | APAC | Ducted | Packaged | 22.4 | 22.73 | INELIGIBLE | 0 | 0 | 0 | 0 | 0 | 0
P023AHR3SA-LRR | APAC | Ducted | Packaged | 22.4 | 22.73 | INELIGIBLE | 0 | 0 | 0 | 0 | 0 | 0
P023AHR3SA-LBB | APAC | Ducted | Packaged | 22.4 | 22.73 | INELIGIBLE | 0 | 0 | 0 | 0 | 0 | 0
P023AHR3SA-RTT | APAC | Ducted | Packaged | 22.4 | 22.73 | INELIGIBLE | 0 | 0 | 0 | 0 | 0 | 0
P023AHR3SA-RTR | APAC | Ducted | Packaged | 22.4 | 22.73 | INELIGIBLE | 0 | 0 | 0 | 0 | 0 | 0
P023AHR3SA-RRR | APAC | Ducted | Packaged | 22.4 | 22.73 | INELIGIBLE | 0 | 0 | 0 | 0 | 0 | 0
P023AHR3SA-RBB | APAC | Ducted | Packaged | 22.4 | 22.73 | INELIGIBLE | 0 | 0 | 0 | 0 | 0 | 0
P023AHR3SA- | APAC | Ducted | Packaged | 22.4 | 22.73 | INELIGIBLE | 0 | 0 | 0 | 0 | 0 | 0
ASR352HA | Arlec | Non Ducted | Single Split System | 3.5 | 4.5 | INELIGIBLE | 0 | 0 | 0 | 0 | 0 | 0
PA1622HCHA | Arlec | Non Ducted | Portable | 4.689 | 3.283 | INELIGIBLE | 0 | 0 | 0 | 0 | 0 | 0
PA1123BKHA | Arlec | Non Ducted | Portable | 3.3 | 2.6 | INELIGIBLE | 0 | 0 | 0 | 0 | 0 | 0
AC25 | Astivita | Non Ducted | Single Split System | 2.5 | 3.2 | ELIGIBLE | 8 | 48 | 242.08 | 9 | 68 | 290.54
AC50 | Astivita | Non Ducted | Single Split System | 5 | 6 | ELIGIBLE | 17 | 92 | 501.42 | 20 | 138 | 628.6
AU-BS24HR-2A-O / AU-LCF24-2A-I | AURORA | Ducted | Single Split System | 7.3 | 7.5 | ELIGIBLE | 24 | 75 | 636.54 | 28 | 150 | 823.88
AU-BS36HR-2A-O / AU-LCF36-2A-I | AURORA | Ducted | Single Split System | 10.5 | 11.5 | ELIGIBLE | 37 | 55 | 902.52 | 42 | 163 | 1155.22
ACPAC240 | AUSCLIMATE | Non Ducted | Portable | 4.2 | 2.88 | INELIGIBLE | 0 | 0 | 0 | 0 | 0 | 0
PAC1131 | AUSCLIMATE | Non Ducted | Portable | 4.2 | 2.88 | INELIGIBLE | 0 | 0 | 0 | 0 | 0 | 0
Ausclimate 14K PAC | AUSCLIMATE | Non Ducted | Portable | 4.2 | 2.88 | INELIGIBLE | 0 | 0 | 0 | 0 | 0 | 0
CRC6960010/CRC6960110 | BONAIRE | Ducted | Single Split System | 10 | 11.5 | INELIGIBLE | 0 | 0 | 0 | 0 | 0 | 0
CRC6960012/CRC6960112 | BONAIRE | Ducted | Single Split System | 12.5 | 13.5 | INELIGIBLE | 0 | 0 | 0 | 0 | 0 | 0
CRC6960014/CRC6960114 | BONAIRE | Ducted | Single Split System | 13.5 | 16 | INELIGIBLE | 0 | 0 | 0 | 0 | 0 | 0
CRC6960016/CRC6960116 | BONAIRE | Ducted | Single Split System | 15 | 17.5 | INELIGIBLE | 0 | 0 | 0 | 0 | 0 | 0
CRC6960007/CRC6960107 | BONAIRE | Ducted | Single Split System | 7.1 | 7.7 | INELIGIBLE | 0 | 0 | 0 | 0 | 0 | 0
OPTIMA N-SERIES CRC6930182 / CRC6930082 | BONAIRE | Non Ducted | Single Split System | 8.2 | 9 | INELIGIBLE | 0 | 0 | 0 | 0 | 0 | 0
OPTIMA L-SERIES CRC6910082 / CRC6910182 | BONAIRE | Non Ducted | Single Split System | 8.2 | 9 | INELIGIBLE | 0 | 0 | 0 | 0 | 0 | 0
CRC6960018/CRC6960118 | BONAIRE | Ducted | Single Split System | 18 | 20 | INELIGIBLE | 0 | 0 | 0 | 0 | 0 | 0
CRC6970025/CRC6970125 | BONAIRE | Non Ducted | Single Split System | 2.5 | 3 | INELIGIBLE | 0 | 0 | 0 | 0 | 0 | 0
CRC6970035/CRC6970135 | BONAIRE | Non Ducted | Single Split System | 3.5 | 3.7 | INELIGIBLE | 0 | 0 | 0 | 0 | 0 | 0
CRC6970050/CRC6970150 | BONAIRE | Non Ducted | Single Split System | 5 | 5.2 | INELIGIBLE | 0 | 0 | 0 | 0 | 0 | 0
CRC6970071/CRC6970171 | BONAIRE | Non Ducted | Single Split System | 7 | 7.5 | INELIGIBLE | 0 | 0 | 0 | 0 | 0 | 0
6950020/6950120 | BONAIRE | Ducted | Single Split System | 20 | 22.8 | INELIGIBLE | 0 | 0 | 0 | 0 | 0 | 0
PRC6000141 | BONAIRE | Non Ducted | Portable | 4 | 3.15 | INELIGIBLE | 0 | 0 | 0 | 0 | 0 | 0
PRC6000135 | BONAIRE | Non Ducted | Portable | 3.5 | 2.8 | INELIGIBLE | 0 | 0 | 0 | 0 | 0 | 0
CRC6911082/CRC6911182 | BONAIRE | Non Ducted | Single Split System | 8.2 | 8.5 | ELIGIBLE | 24 | 73 | 633.94 | 28 | 147 | 819.98
CRC6911071/CRC6911171 | BONAIRE | Non Ducted | Single Split System | 7.2 | 7.2 | ELIGIBLE | 21 | 99 | 600.36 | 24 | 165 | 753.54
CRC6911050/CRC6911150 | BONAIRE | Non Ducted | Single Split System | 5.2 | 5.2 | ELIGIBLE | 15 | 63 | 418.8 | 17 | 111 | 526.12
CRC6911035/CRC6911135 | BONAIRE | Non Ducted | Single Split System | 3.5 | 4.5 | INELIGIBLE | 0 | 0 | 0 | 0 | 0 | 0
CRC6911025/CRC6911125 | BONAIRE | Non Ducted | Single Split System | 2.64 | 4.05 | INELIGIBLE | 0 | 0 | 0 | 0 | 0 | 0
CRC6911028/CRC6911128 | BONAIRE | Non Ducted | Single Split System | 2.8 | 2.65 | ELIGIBLE | 7 | 68 | 245.62 | 8 | 90 | 296.68
CRC6000027 | BONAIRE | Non Ducted | Window Wall | 2.7 | 2.4 | INELIGIBLE | 0 | 0 | 0 | 0 | 0 | 0
CRC6000042 | BONAIRE | Non Ducted | Window Wall | 4.2 | 3.6 | INELIGIBLE | 0 | 0 | 0 | 0 | 0 | 0
CTG100S1AE/CTG100S1AI | BONAIRE | Ducted | Single Split System | 10.5 | 12.5 | ELIGIBLE | 38 | 268 | 1201.88 | 44 | 376 | 1477.04
CTG125S1AE/CTG125S1AI | BONAIRE | Ducted | Single Split System | 12.5 | 15 | ELIGIBLE | 41 | 68 | 1009.26 | 48 | 196 | 1332.88
CTG140S1AE/CTG140S1AI | BONAIRE | Ducted | Single Split System | 14 | 16.5 | ELIGIBLE | 47 | 197 | 1311.72 | 55 | 341 | 1678.6
CTG160S1AE/CTG160S1AI | BONAIRE | Ducted | Single Split System | 16 | 19 | ELIGIBLE | 52 | 92 | 1287.52 | 61 | 256 | 1702.86
STH026S1AE/STH026S1AI | BONAIRE | Non Ducted | Single Split System | 2.64 | 3.3 | ELIGIBLE | 8 | 50 | 244.68 | 9 | 71 | 294.44
STH035S1AE/STH035S1AI | BONAIRE | Non Ducted | Single Split System | 3.53 | 3.65 | ELIGIBLE | 9 | 28 | 238.54 | 10 | 56 | 297.4
STH053S1AE/STH053S1AI | BONAIRE | Non Ducted | Single Split System | 5.3 | 5.3 | ELIGIBLE | 16 | 102 | 491.96 | 19 | 150 | 621.74
STH072S1AE/STH072S1AI | BONAIRE | Non Ducted | Single Split System | 7.2 | 7.3 | ELIGIBLE | 21 | 43 | 527.56 | 24 | 108 | 679.44
STH082S1AE/STH082S1AI | BONAIRE | Non Ducted | Single Split System | 8.2 | 8.4 | ELIGIBLE | 24 | 47 | 600.14 | 27 | 122 | 765.02
KDHV100D1S | Braemar | Ducted | Single Split System | 10 | 12 | INELIGIBLE | 0 | 0 | 0 | 0 | 0 | 0
KCHV100D1B/KDHV100D1S | Braemar | Ducted | Single Split System | 10 | 12 | INELIGIBLE | 0 | 0 | 0 | 0 | 0 | 0
KCHV100D1B/KDHV101D1S | Braemar | Ducted | Single Split System | 10 | 12 | INELIGIBLE | 0 | 0 | 0 | 0 | 0 | 0
KCHV070D1B/KBHV070D1S | Braemar | Non Ducted | Single Split System | 7.2 | 8 | INELIGIBLE | 0 | 0 | 0 | 0 | 0 | 0
KCHV100D1B/KBHV100D1S | Braemar | Non Ducted | Single Split System | 10.2 | 12.1 | INELIGIBLE | 0 | 0 | 0 | 0 | 0 | 0
KCHV125D1B/KBHV125D1S | Braemar | Non Ducted | Single Split System | 12.8 | 13.5 | INELIGIBLE | 0 | 0 | 0 | 0 | 0 | 0
KCHV140D1B/KBHV140D1S | Braemar | Non Ducted | Single Split System | 13.6 | 16 | INELIGIBLE | 0 | 0 | 0 | 0 | 0 | 0
WCHV25D1T/WSHV25D1T | Braemar | Non Ducted | Single Split System | 2.5 | 3.15 | ELIGIBLE | 8 | 24 | 210.88 | 9 | 44 | 259.34
WCHV35D1T/WSHV35D1T | Braemar | Non Ducted | Single Split System | 3.45 | 3.73 | INELIGIBLE | 0 | 0 | 0 | 0 | 0 | 0
WCHV50D1T/WSHV50D1T | Braemar | Non Ducted | Single Split System | 5.2 | 5.5 | ELIGIBLE | 16 | 78 | 460.76 | 18 | 125 | 566.78
WCHV70D1T/WSHV70D1T | Braemar | Non Ducted | Single Split System | 7.1 | 7.1 | ELIGIBLE | 20 | 90 | 566.2 | 23 | 155 | 718.08
WCHV25D1T/WSHV25D1T | Braemar | Non Ducted | Single Split System | 2.5 | 3 | INELIGIBLE | 8 | 21 | 206.98 | 9 | 41 | 255.44
WCHV85D1T/WSHV85D1T | Braemar | Non Ducted | Single Split System | 8.5 | 9 | ELIGIBLE | 27 | 101 | 737.72 | 31 | 179 | 928.96
KCHV070D1B/KBHV070D1S | Braemar | Non Ducted | Single Split System | 7.1 | 8 | INELIGIBLE | 0 | 0 | 0 | 0 | 0 | 0
KCHV100D1B/KBHV100D1S | Braemar | Non Ducted | Single Split System | 10.1 | 12 | INELIGIBLE | 0 | 0 | 0 | 0 | 0 | 0
KCHV125D1B/KBHV125D1S | Braemar | Non Ducted | Single Split System | 12.5 | 13.5 | INELIGIBLE | 0 | 0 | 0 | 0 | 0 | 0
KCHV140D1B/KBHV140D1S | Braemar | Non Ducted | Single Split System | 13.6 | 16 | INELIGIBLE | 0 | 0 | 0 | 0 | 0 | 0
KSHV52D1S/KCHV52D1S | Braemar | Non Ducted | Single Split System | 5.2 | 5.8 | INELIGIBLE | 0 | 0 | 0 | 0 | 0 | 0
KSHV25D1S/KCHV25D1S | Braemar | Non Ducted | Single Split System | 2.5 | 3.2 | INELIGIBLE | 0 | 0 | 0 | 0 | 0 | 0
KSHV35D1S/KCHV35D1S | Braemar | Non Ducted | Single Split System | 3.5 | 3.8 | INELIGIBLE | 0 | 0 | 0 | 0 | 0 | 0
SCHV24D3S/SDHV24D1S | Braemar | Ducted | Single Split System | 24 | 26 | INELIGIBLE | 0 | 0 | 0 | 0 | 0 | 0
SCHV20D3S/SDHV20D1S | Braemar | Ducted | Single Split System | 20 | 22.4 | INELIGIBLE | 0 | 0 | 0 | 0 | 0 | 0
ACHV25D1S/ASHV25D1S | Braemar | Non Ducted | Single Split System | 2.7 | 3 | INELIGIBLE | 0 | 0 | 0 | 0 | 0 | 0
ACHV35D1S/ASHV35D1S | Braemar | Non Ducted | Single Split System | 3.517 | 3.8 | INELIGIBLE | 0 | 0 | 0 | 0 | 0 | 0
ACHV50D1S/ASHV50D1S | Braemar | Non Ducted | Single Split System | 5.2 | 5.8 | INELIGIBLE | 0 | 0 | 0 | 0 | 0 | 0
ACHV70D1S/ASHV70D1S | Braemar | Non Ducted | Single Split System | 7.1 | 7.8 | ELIGIBLE | 23 | 84 | 625.78 | 27 | 149 | 800.12
ACHV80D1S/ASHV80D1S | Braemar | Non Ducted | Single Split System | 8.2 | 9 | ELIGIBLE | 26 | 18 | 607.36 | 30 | 93 | 794.7
KCHV160D1B/KGHV200A1S | Braemar | Ducted | Single Split System | 12.2 | 20 | ELIGIBLE | 55 | 14 | 1253.5 | 63 | 140 | 1596.98
KCHA070D1B/KDHA070D1S | Braemar | Ducted | Single Split System | 7.1 | 8 | ELIGIBLE | 24 | 94 | 661.24 | 28 | 167 | 845.98
KCHA100D1B/KDHA100D1S | Braemar | Ducted | Single Split System | 10 | 12 | ELIGIBLE | 36 | 155 | 1010.06 | 41 | 258 | 1256.26
KCHA125D1B/KDHA125D1S | Braemar | Ducted | Single Split System | 12.5 | 14 | ELIGIBLE | 43 | 104 | 1100.98 | 50 | 232 | 1424.6
KCHA140D1B/KDHA140D1S | Braemar | Ducted | Single Split System | 14 | 16 | ELIGIBLE | 45 | 176 | 1239.5 | 53 | 320 | 1606.38
KCHA160D1B/KDHA160D1S | Braemar | Ducted | Single Split System | 16 | 18 | ELIGIBLE | 53 | 107 | 1329.48 | 62 | 271 | 1744.82
SCHS20D3B/SDHS20D1S | Braemar | Ducted | Single Split System | 20.4 | 22.5 | INELIGIBLE | 0 | 0 | 0 | 0 | 0 | 0
KCHA160D1B/KBHA160D1S | Braemar | Non Ducted | Single Split System | 14 | 15.4 | ELIGIBLE | 41 | 99 | 1049.56 | 49 | 243 | 1416.44
KCHA070D1B/KBHA070D1S | Braemar | Non Ducted | Single Split System | 7.1 | 8 | ELIGIBLE | 23 | 69 | 606.28 | 26 | 134 | 758.16
KCHA100D1B/KBHA100D1S | Braemar | Non Ducted | Single Split System | 10 | 12 | ELIGIBLE | 36 | 96 | 933.36 | 41 | 199 | 1179.56
KCHA125D1B/KBHA125D1S | Braemar | Non Ducted | Single Split System | 12.5 | 14 | ELIGIBLE | 41 | 54 | 991.06 | 48 | 182 | 1314.68
KCHV160D1B/KGHV200A1S | Braemar | Ducted | Single Split System | 13.2 | 17 | ELIGIBLE | 44 | 106 | 1126.04 | 52 | 241 | 1481.22
TCHV25T1S/TSHV25T1S | Braemar | Non Ducted | Single Split System | 2.8 | 2.65 | ELIGIBLE | 7 | 68 | 245.62 | 8 | 90 | 296.68
TCHV35T1S/TSHV35T1S | Braemar | Non Ducted | Single Split System | 3.5 | 4.5 | INELIGIBLE | 0 | 0 | 0 | 0 | 0 | 0
TCHV50T1S/TSHV50T1S | Braemar | Non Ducted | Single Split System | 5.2 | 5.2 | ELIGIBLE | 15 | 63 | 418.8 | 17 | 111 | 526.12
TCHV70T1S/TSHV70T1S | Braemar | Non Ducted | Single Split System | 7.2 | 7.2 | ELIGIBLE | 21 | 99 | 600.36 | 24 | 165 | 753.54
TCHV80T1S/TSHV80T1S | Braemar | Non Ducted | Single Split System | 8.2 | 8.5 | ELIGIBLE | 24 | 73 | 633.94 | 28 | 147 | 819.98
KCHV160D1B/KGHV200A1T | Braemar | Ducted | Single Split System | 13.2 | 17 | ELIGIBLE | 45 | 106 | 1148.5 | 53 | 241 | 1503.68
TCHV02T1S/TSHV02T1S | Braemar | Non Ducted | Single Split System | 2.64 | 3.3 | ELIGIBLE | 8 | 50 | 244.68 | 9 | 71 | 294.44
TCHV03T1S/TSHV03T1S | Braemar | Non Ducted | Single Split System | 3.53 | 3.65 | ELIGIBLE | 9 | 28 | 238.54 | 10 | 56 | 297.4
TCHV05T1S/TSHV05T1S | Braemar | Non Ducted | Single Split System | 5.3 | 5.3 | ELIGIBLE | 16 | 102 | 491.96 | 19 | 150 | 621.74
TCHV07T1S/TSHV07T1S | Braemar | Non Ducted | Single Split System | 7.2 | 7.3 | ELIGIBLE | 21 | 43 | 527.56 | 24 | 108 | 679.44
TCHV08T1S/TSHV08T1S | Braemar | Non Ducted | Single Split System | 8.2 | 8.4 | ELIGIBLE | 24 | 47 | 600.14 | 27 | 122 | 765.02
RTHV500D3S | Braemar | Ducted | Packaged | 51 | 56.2 | INELIGIBLE | 0 | 0 | 0 | 0 | 0 | 0
AONSR13B1/AINHU11B1 | BRIVIS | Ducted | Single Split System | 10.3 | 11.3 | ELIGIBLE | 39 | 184 | 1115.14 | 45 | 290 | 1387.7
AONSR13B1/AINHU13B1 | BRIVIS | Ducted | Single Split System | 12 | 13.8 | ELIGIBLE | 48 | 243 | 1393.98 | 55 | 366 | 1711.1
AONSR15B1/AINHU15B1 | BRIVIS | Ducted | Single Split System | 13.6 | 15.7 | ELIGIBLE | 55 | 188 | 1479.7 | 62 | 328 | 1818.92
AONSR18B1/AINXU18B1 | BRIVIS | Ducted | Single Split System | 17.1 | 19 | INELIGIBLE | 0 | 0 | 0 | 0 | 0 | 0
42FHV067 & 38FHV067 | Carrier | Non Ducted | Single Split System | 6.65 | 7.2 | INELIGIBLE | 0 | 0 | 0 | 0 | 0 | 0
42TSC090-1 & 38TSC090-1 | Carrier | Non Ducted | Single Split System | 8.9 | 9.9 | INELIGIBLE | 0 | 0 | 0 | 0 | 0 | 0
42TSC125-1 & 38TSC125-1 | Carrier | Non Ducted | Single Split System | 12.5 | 14.1 | INELIGIBLE | 0 | 0 | 0 | 0 | 0 | 0
42TSC135-1 & 38TSC135-1 | Carrier | Non Ducted | Single Split System | 13.5 | 14.6 | INELIGIBLE | 0 | 0 | 0 | 0 | 0 | 0
38QHB050N8-1/42QHB050N8-1 | Carrier | Non Ducted | Single Split System | 5.05 | 5.35 | ELIGIBLE | 17 | 109 | 523.52 | 19 | 155 | 628.24
38SHDS070/42SHDS070 | Carrier | Ducted | Single Split System | 6.8 | 6.9 | INELIGIBLE | 0 | 0 | 0 | 0 | 0 | 0
38SHDS100/42SHDS100 | Carrier | Ducted | Single Split System | 9.45 | 9.87 | INELIGIBLE | 0 | 0 | 0 | 0 | 0 | 0
38QSM060D8S/42QSM060D8S | Carrier | Ducted | Single Split System | 5.83 | 6.47 | ELIGIBLE | 19 | 41 | 480.04 | 22 | 101 | 625.42
38QSM070D8S/42QSM070D8S | Carrier | Ducted | Single Split System | 7.08 | 7.08 | ELIGIBLE | 21 | 24 | 502.86 | 25 | 97 | 687.6
38QSM080D8S/42QSM080D8S | Carrier | Ducted | Single Split System | 7.85 | 8.25 | ELIGIBLE | 24 | 9 | 550.74 | 28 | 90 | 745.88
38QSM090D8S/42QSM090D8S | Carrier | Ducted | Single Split System | 8.7 | 9.28 | ELIGIBLE | 28 | 46 | 688.68 | 32 | 135 | 894.22
38QSM105D8S/42QSM105D8S | Carrier | Ducted | Single Split System | 10.15 | 10.87 | ELIGIBLE | 32 | 13 | 735.62 | 38 | 117 | 1005.58
38QSH090D8S/42QSH090D8S | Carrier | Ducted | Single Split System | 8.6 | 9.14 | ELIGIBLE | 27 | 66 | 692.22 | 31 | 154 | 896.46
38QSH105D8S/42QSH105D8S | Carrier | Ducted | Single Split System | 10.05 | 10.4 | INELIGIBLE | 0 | 0 | 0 | 0 | 0 | 0
38QSH125D8S/42QSH125D8S | Carrier | Ducted | Single Split System | 12 | 12.25 | ELIGIBLE | 37 | 44 | 888.22 | 43 | 167 | 1182.88
38QSH140D8S/42QSH140D8S | Carrier | Ducted | Single Split System | 13.6 | 14 | ELIGIBLE | 42 | 16 | 964.12 | 49 | 156 | 1303.34
51QPD12N7S | Carrier | Non Ducted | Portable | 3.517 | 2.93 | INELIGIBLE | 0 | 0 | 0 | 0 | 0 | 0
51QPD12N7S | Carrier | Non Ducted | Portable | 3.517 | 2.93 | INELIGIBLE | 0 | 0 | 0 | 0 | 0 | 0
38QSM053D8S/42QSM053D8S | Carrier | Ducted | Single Split System | 5.28 | 5.65 | INELIGIBLE | 0 | 0 | 0 | 0 | 0 | 0
38QSH125D8S-1/42QSH125D8S-1 | Carrier | Ducted | Single Split System | 12.4 | 12.8 | ELIGIBLE | 40 | 97 | 1024.5 | 46 | 224 | 1324.36
38QSH140D8S-1/42QSH140D8S-1 | Carrier | Ducted | Single Split System | 13.6 | 14.3 | ELIGIBLE | 44 | 70 | 1079.24 | 51 | 209 | 1417.16
38QSH170D8S/42QSH170D8S | Carrier | Ducted | Single Split System | 16.2 | 17 | ELIGIBLE | 52 | 66 | 1253.72 | 60 | 232 | 1649.2
38QSM125D8S/42QSM125D8S | Carrier | Ducted | Single Split System | 12.3 | 13 | ELIGIBLE | 40 | 103 | 1032.3 | 47 | 229 | 1353.32
38QSM140D8S/42QSM140D8S | Carrier | Ducted | Single Split System | 13.6 | 14.5 | ELIGIBLE | 44 | 49 | 1051.94 | 51 | 188 | 1389.86
51QPD12N7S-1 | Carrier | Non Ducted | Portable | 3.341 | 2.931 | INELIGIBLE | 0 | 0 | 0 | 0 | 0 | 0
38QHG020N8/42QHG020N8-1 | Carrier | Non Ducted | Single Split System | 2 | 2.2 | ELIGIBLE | 5 | 28 | 148.7 | 6 | 44 | 191.96
38QHG026N8/42QHG026N8-1 | Carrier | Non Ducted | Single Split System | 2.65 | 2.75 | ELIGIBLE | 8 | 57 | 253.78 | 9 | 78 | 303.54
38QHG035N8/42QHG035N8-1 | Carrier | Non Ducted | Single Split System | 3.5 | 3.75 | ELIGIBLE | 10 | 49 | 288.3 | 11 | 77 | 347.16
38QHG050N8/42QHG050N8-1 | Carrier | Non Ducted | Single Split System | 5 | 5.35 | ELIGIBLE | 15 | 57 | 411 | 18 | 102 | 536.88
38QHG060N8/42QHG060N8-1 | Carrier | Non Ducted | Single Split System | 6 | 6.2 | INELIGIBLE | 0 | 0 | 0 | 0 | 0 | 0
38QHG070N8-1/42QHG070N8-1 | Carrier | Non Ducted | Single Split System | 7 | 7.6 | ELIGIBLE | 21 | 51 | 537.96 | 25 | 115 | 711
38QHG080N8-1/42QHG080N8-1 | Carrier | Non Ducted | Single Split System | 8 | 8.2 | ELIGIBLE | 23 | 39 | 567.28 | 26 | 112 | 729.56
38QZY035N8/42QZY035N8 | Carrier | Non Ducted | Single Split System | 3.5 | 4.2 | INELIGIBLE | 0 | 0 | 0 | 0 | 0 | 0
38QZY050N8/42QZY050N8 | Carrier | Non Ducted | Single Split System | 4.9 | 5.3 | ELIGIBLE | 15 | 21 | 364.2 | 17 | 65 | 466.32
38QAG020N8/42QAG020N8 | Carrier | Non Ducted | Single Split System | 2 | 2.2 | ELIGIBLE | 5 | 28 | 148.7 | 6 | 44 | 191.96
38QAG026N8/42QAG026N8 | Carrier | Non Ducted | Single Split System | 2.65 | 2.75 | ELIGIBLE | 8 | 57 | 253.78 | 9 | 78 | 303.54
38QAG035N8/42QAG035N8 | Carrier | Non Ducted | Single Split System | 3.5 | 3.75 | ELIGIBLE | 10 | 49 | 288.3 | 11 | 77 | 347.16
38QAG050N8/42QAG050N8 | Carrier | Non Ducted | Single Split System | 5 | 5.35 | ELIGIBLE | 15 | 57 | 411 | 18 | 102 | 536.88
38QAG060N8/42QAG060N8 | Carrier | Non Ducted | Single Split System | 6 | 6.2 | INELIGIBLE | 0 | 0 | 0 | 0 | 0 | 0
38QAG070N8/42QAG070N8 | Carrier | Non Ducted | Single Split System | 7 | 7.6 | ELIGIBLE | 21 | 51 | 537.96 | 25 | 115 | 711
38QAG080N8/42QAG080N8 | Carrier | Non Ducted | Single Split System | 8 | 8.2 | ELIGIBLE | 23 | 39 | 567.28 | 26 | 112 | 729.56
38QRG020N8/42QRG020N8 | Carrier | Non Ducted | Single Split System | 2 | 2.2 | ELIGIBLE | 5 | 28 | 148.7 | 6 | 44 | 191.96
38QRG026N8/42QRG026N8 | Carrier | Non Ducted | Single Split System | 2.65 | 2.75 | ELIGIBLE | 8 | 57 | 253.78 | 9 | 78 | 303.54
38QRG035N8/42QRG035N8 | Carrier | Non Ducted | Single Split System | 3.5 | 3.75 | ELIGIBLE | 10 | 49 | 288.3 | 11 | 77 | 347.16
38QRG050N8/42QRG050N8 | Carrier | Non Ducted | Single Split System | 5 | 5.35 | ELIGIBLE | 15 | 57 | 411 | 18 | 102 | 536.88
38QRG060N8/42QRG060N8 | Carrier | Non Ducted | Single Split System | 6 | 6.2 | INELIGIBLE | 0 | 0 | 0 | 0 | 0 | 0
38QRG070N8/42QRG070N8 | Carrier | Non Ducted | Single Split System | 7 | 7.6 | ELIGIBLE | 21 | 51 | 537.96 | 25 | 115 | 711
38QRG080N8/42QRG080N8 | Carrier | Non Ducted | Single Split System | 8 | 8.2 | ELIGIBLE | 23 | 39 | 567.28 | 26 | 112 | 729.56
38QSH170D8S / 42QSH170D8S | Carrier | Ducted | Single Split System | 17 | 17 | ELIGIBLE | 52 | 137 | 1346.02 | 61 | 311 | 1774.36
38QHB090N8-1/42QHB090N8-1 | Carrier | Non Ducted | Single Split System | 9.1 | 10.1 | INELIGIBLE | 0 | 0 | 0 | 0 | 0 | 0
38QSP070N8/42QSP070N8 | Carrier | Ducted | Single Split System | 7.3 | 7.5 | ELIGIBLE | 24 | 64 | 622.24 | 28 | 138 | 808.28
38QSP090N8/42QSP090N8 | Carrier | Ducted | Single Split System | 9 | 10.5 | ELIGIBLE | 32 | 86 | 830.52 | 37 | 179 | 1063.72
38QSP105N8/42QSP105N8 | Carrier | Ducted | Single Split System | 10.2 | 12 | ELIGIBLE | 36 | 71 | 900.86 | 41 | 175 | 1148.36
38QSV105N8/42QSV105N8H | Carrier | Ducted | Single Split System | 10.5 | 12.5 | ELIGIBLE | 38 | 71 | 945.78 | 44 | 179 | 1220.94
38QSV170N8/42QSV170N8S | Carrier | Ducted | Single Split System | 17 | 18 | ELIGIBLE | 55 | 113 | 1382.2 | 64 | 288 | 1811.84
38QSV125N8E/42QSV125N8H | Carrier | Ducted | Single Split System | 12.5 | 14.5 | ELIGIBLE | 45 | 131 | 1181 | 52 | 259 | 1504.62
38QSV140N8E/42QSV140N8H | Carrier | Ducted | Single Split System | 14 | 15.5 | ELIGIBLE | 48 | 114 | 1226.28 | 56 | 257 | 1591.86
38QSV140N8E/42QSV140N8S | Carrier | Ducted | Single Split System | 14 | 17 | ELIGIBLE | 53 | 182 | 1426.98 | 61 | 326 | 1793.86
38QAF020N8/42QAF020N8 | Carrier | Non Ducted | Single Split System | 2.05 | 2.37 | ELIGIBLE | 6 | 35 | 180.26 | 7 | 51 | 223.52
38QAF026N8/42QAF026N8 | Carrier | Non Ducted | Single Split System | 2.5 | 2.795 | ELIGIBLE | 7 | 42 | 211.82 | 8 | 62 | 260.28
38QAF035N8/42QAF035N8 | Carrier | Non Ducted | Single Split System | 3.5 | 4 | ELIGIBLE | 10 | 31 | 264.9 | 12 | 59 | 346.22
38QAF050N8/42QAF050N8 | Carrier | Non Ducted | Single Split System | 5 | 5.54 | ELIGIBLE | 16 | 63 | 441.26 | 19 | 109 | 568.44
38QAF060N8/42QAF060N8 | Carrier | Non Ducted | Single Split System | 6 | 6.5 | ELIGIBLE | 18 | 38 | 453.68 | 21 | 92 | 591.26
38QAF070N8/42QAF070N8 | Carrier | Non Ducted | Single Split System | 7 | 7.5 | ELIGIBLE | 21 | 48 | 534.06 | 25 | 112 | 707.1
38QAF080N8/42QAF080N8 | Carrier | Non Ducted | Single Split System | 7.65 | 8.2 | ELIGIBLE | 23 | 30 | 555.58 | 26 | 99 | 712.66
38QAF090N8/42QAF090N8 | Carrier | Non Ducted | Single Split System | 9 | 9.5 | ELIGIBLE | 28 | 62 | 709.48 | 32 | 144 | 905.92
38QRF020N8/42QRF020N8 | Carrier | Non Ducted | Single Split System | 2.05 | 2.37 | ELIGIBLE | 6 | 35 | 180.26 | 7 | 51 | 223.52
38QRF026N8/42QRF026N8 | Carrier | Non Ducted | Single Split System | 2.5 | 2.795 | ELIGIBLE | 7 | 42 | 211.82 | 8 | 62 | 260.28
38QRF035N8/42QRF035N8 | Carrier | Non Ducted | Single Split System | 3.5 | 4 | ELIGIBLE | 10 | 31 | 264.9 | 12 | 59 | 346.22
38QRF050N8/42QRF050N8 | Carrier | Non Ducted | Single Split System | 5 | 5.54 | ELIGIBLE | 16 | 63 | 441.26 | 19 | 109 | 568.44
38QRF060N8/42QRF060N8 | Carrier | Non Ducted | Single Split System | 6 | 6.5 | ELIGIBLE | 18 | 38 | 453.68 | 21 | 92 | 591.26
38QRF080N8/42QRF080N8 | Carrier | Non Ducted | Single Split System | 7.65 | 8.2 | ELIGIBLE | 23 | 30 | 555.58 | 26 | 99 | 712.66
38QRF090N8/42QRF090N8 | Carrier | Non Ducted | Single Split System | 9 | 9.5 | ELIGIBLE | 28 | 62 | 709.48 | 32 | 144 | 905.92
38QRF070N8/42QRF070N8 | Carrier | Non Ducted | Single Split System | 7 | 7.5 | ELIGIBLE | 21 | 48 | 534.06 | 25 | 112 | 707.1
YPF5-10H | carson | Non Ducted | Portable | 2.93 | 2.93 | INELIGIBLE | 0 | 0 | 0 | 0 | 0 | 0
OL-BKYR47-A012D | carson | Non Ducted | Portable | 4.689 | 3.283 | INELIGIBLE | 0 | 0 | 0 | 0 | 0 | 0
CPAC1609-H | CLICK | Non Ducted | Portable | 2.64 | 2.05 | INELIGIBLE | 0 | 0 | 0 | 0 | 0 | 0
RPA-C020 | Coates | Ducted | Packaged | 20.96 | 23.39 | INELIGIBLE | 0 | 0 | 0 | 0 | 0 | 0
CASG-XG20/CASN-XG20 | COMFEE | Non Ducted | Single Split System | 2 | 2.2 | ELIGIBLE | 6 | 34 | 178.96 | 6 | 50 | 199.76
CASG-XG25/CASN-XG25 | COMFEE | Non Ducted | Single Split System | 2.7 | 2.8 | ELIGIBLE | 7 | 43 | 213.12 | 8 | 65 | 264.18
CASG-XG35/CASN-XG35 | COMFEE | Non Ducted | Single Split System | 3.5 | 3.75 | ELIGIBLE | 10 | 49 | 288.3 | 12 | 77 | 369.62
CASG-XG50/CASN-XG50 | COMFEE | Non Ducted | Single Split System | 4.95 | 5.5 | ELIGIBLE | 16 | 76 | 458.16 | 18 | 121 | 561.58
CASG-XG60/CASN-XG60 | COMFEE | Non Ducted | Single Split System | 6.1 | 6.4 | ELIGIBLE | 19 | 42 | 481.34 | 22 | 98 | 621.52
CASG-XG70/CASN-XG70 | COMFEE | Non Ducted | Single Split System | 7 | 7.9 | ELIGIBLE | 22 | 75 | 591.62 | 26 | 139 | 764.66
CASG-XG80/CASN-XG80 | COMFEE | Non Ducted | Single Split System | 7.9 | 8.2 | ELIGIBLE | 23 | 75 | 614.08 | 27 | 147 | 797.52
CASG-XG51/CASN-XG51 | COMFEE | Non Ducted | Single Split System | 4.95 | 5.5 | ELIGIBLE | 16 | 76 | 458.16 | 18 | 121 | 561.58
CASG-XG20B/CASN-XG20B | COMFEE | Non Ducted | Single Split System | 2.05 | 2.37 | ELIGIBLE | 6 | 35 | 180.26 | 7 | 51 | 223.52
CASG-XG26B/CASN-XG26B | COMFEE | Non Ducted | Single Split System | 2.5 | 2.795 | ELIGIBLE | 7 | 42 | 211.82 | 8 | 62 | 260.28
CASG-XG35B/CASN-XG35B | COMFEE | Non Ducted | Single Split System | 3.5 | 4 | ELIGIBLE | 10 | 31 | 264.9 | 12 | 59 | 346.22
CASG-XG50B/CASN-XG50B | COMFEE | Non Ducted | Single Split System | 5 | 5.54 | ELIGIBLE | 16 | 63 | 441.26 | 19 | 109 | 568.44
CASG-XG60B/CASN-XG60B | COMFEE | Non Ducted | Single Split System | 6 | 6.5 | ELIGIBLE | 18 | 38 | 453.68 | 21 | 92 | 591.26
CASG-XG70B/CASN-XG70B | COMFEE | Non Ducted | Single Split System | 7 | 7.5 | ELIGIBLE | 21 | 48 | 534.06 | 25 | 112 | 707.1
CASG-XG80B/CASN-XG80B | COMFEE | Non Ducted | Single Split System | 7.65 | 8.2 | ELIGIBLE | 23 | 30 | 555.58 | 26 | 99 | 712.66
A007H-09CH | Craig&Russell | Non Ducted | Portable | 2.6 | 1.9 | INELIGIBLE | 0 | 0 | 0 | 0 | 0 | 0
FDMA71AV1A / RZAV71CV1 | Daikin | Ducted | Single Split System | 7.1 | 8 | INELIGIBLE | 0 | 0 | 0 | 0 | 0 | 0
FDMA85AV1A / RZAV85CV1 | Daikin | Ducted | Single Split System | 8.5 | 10 | ELIGIBLE | 28 | 134 | 803.08 | 32 | 222 | 1007.32
FDMA100AV1A / RZAV100CV1 | Daikin | Ducted | Single Split System | 10 | 11.2 | ELIGIBLE | 32 | 128 | 885.12 | 38 | 230 | 1152.48
FDMA125AV1A / RZAV125CV1 | Daikin | Ducted | Single Split System | 12.5 | 14 | INELIGIBLE | 0 | 0 | 0 | 0 | 0 | 0
FDMA140AV1A / RZAV140CV1 | Daikin | Ducted | Single Split System | 14 | 16 | ELIGIBLE | 39 | 14 | 894.14 | 47 | 157 | 1259.72
FDMA100AV1A / RZAV100CY1 | Daikin | Ducted | Single Split System | 10 | 11.2 | ELIGIBLE | 32 | 128 | 885.12 | 38 | 230 | 1152.48
FDMA125AV1A / RZAV125CY1 | Daikin | Ducted | Single Split System | 12.5 | 14 | INELIGIBLE | 0 | 0 | 0 | 0 | 0 | 0
FDMA140AV1A / RZAV140CY1 | Daikin | Ducted | Single Split System | 14 | 16 | ELIGIBLE | 39 | 14 | 894.14 | 47 | 157 | 1259.72
DRXF25TVMA / DTXF25TVMA | DAIKIN | Non Ducted | Single Split System | 2.5 | 3 | INELIGIBLE | 0 | 0 | 0 | 0 | 0 | 0
DRXF35TVMA / DTXF35TVMA | DAIKIN | Non Ducted | Single Split System | 3.5 | 3.7 | INELIGIBLE | 0 | 0 | 0 | 0 | 0 | 0
DRXF50TVMA / DTXF50TVMA | DAIKIN | Non Ducted | Single Split System | 5 | 5.2 | INELIGIBLE | 0 | 0 | 0 | 0 | 0 | 0
DRXF60TVMA / DTXF60TVMA | DAIKIN | Non Ducted | Single Split System | 6 | 6.5 | INELIGIBLE | 0 | 0 | 0 | 0 | 0 | 0
DRXF71TVMA / DTXF71TVMA | DAIKIN | Non Ducted | Single Split System | 7.1 | 8 | INELIGIBLE | 0 | 0 | 0 | 0 | 0 | 0
FVXG25K2V1B / RXG25L2V1B | Daikin | Non Ducted | Single Split System | 2.5 | 3.4 | ELIGIBLE | 6 | 42 | 189.36 | 7 | 62 | 237.82
FVXG35K2V1B / RXG35L2V1B | Daikin | Non Ducted | Single Split System | 3.5 | 4.5 | INELIGIBLE | 0 | 0 | 0 | 0 | 0 | 0
FVXG50K2V1B / RXG50L2V1B | Daikin | Non Ducted | Single Split System | 4.8 | 5.8 | INELIGIBLE | 0 | 0 | 0 | 0 | 0 | 0
FTXJ25PVMAW / RXJ25PVMA | Daikin | Non Ducted | Single Split System | 2.5 | 3.2 | ELIGIBLE | 6 | 42 | 189.36 | 7 | 62 | 237.82
FTXJ25PVMAS / RXJ25PVMA | Daikin | Non Ducted | Single Split System | 2.5 | 3.2 | ELIGIBLE | 6 | 42 | 189.36 | 7 | 62 | 237.82
FTXJ25P**** / RXJ25P*** | Daikin | Non Ducted | Single Split System | 2.5 | 3.2 | ELIGIBLE | 6 | 42 | 189.36 | 7 | 62 | 237.82
FTXJ35PVMAW / RxJ35PVMA | Daikin | Non Ducted | Single Split System | 3.5 | 4 | INELIGIBLE | 0 | 0 | 0 | 0 | 0 | 0
FTXJ35PVMAS / RxJ35PVMA | Daikin | Non Ducted | Single Split System | 3.5 | 4 | INELIGIBLE | 0 | 0 | 0 | 0 | 0 | 0
FTXJ35P**** / RXJ35P*** | Daikin | Non Ducted | Single Split System | 3.5 | 4 | INELIGIBLE | 0 | 0 | 0 | 0 | 0 | 0
FTXJ50PVMAW / RXJ50PVMA | Daikin | Non Ducted | Single Split System | 5 | 5.8 | INELIGIBLE | 0 | 0 | 0 | 0 | 0 | 0
FTXJ50PVMAS / RXJ50PVMA | Daikin | Non Ducted | Single Split System | 5 | 5.8 | INELIGIBLE | 0 | 0 | 0 | 0 | 0 | 0
FTXJ50P**** / RXJ50P*** | Daikin | Non Ducted | Single Split System | 5 | 5.8 | INELIGIBLE | 0 | 0 | 0 | 0 | 0 | 0
FDYQN160LAV1 / RZQ160LV1 | Daikin | Ducted | Single Split System | 15.5 | 18 | INELIGIBLE | 0 | 0 | 0 | 0 | 0 | 0
FDYQ60DV1 / RZQS60AV1 | Daikin | Ducted | Single Split System | 6 | 7 | INELIGIBLE | 0 | 0 | 0 | 0 | 0 | 0
RZAV60CV1 / FCA60CAVMA | DAIKIN | Non Ducted | Single Split System | 6 | 7.1 | ELIGIBLE | 21 | 128 | 638.06 | 24 | 183 | 776.94
RZAV71CV1 / FCA71CAVMA | DAIKIN | Non Ducted | Single Split System | 7.1 | 8 | INELIGIBLE | 0 | 0 | 0 | 0 | 0 | 0
RZAV85CV1 / FCA85CVMA | DAIKIN | Non Ducted | Single Split System | 8.5 | 10 | ELIGIBLE | 28 | 189 | 874.58 | 33 | 267 | 1088.28
RZAV100CV1 / FCA100CVMA | DAIKIN | Non Ducted | Single Split System | 10 | 11.2 | ELIGIBLE | 36 | 250 | 1133.56 | 41 | 353 | 1379.76
RZAV125CV1 / FCA125CVMA | DAIKIN | Non Ducted | Single Split System | 12.5 | 14 | ELIGIBLE | 43 | 231 | 1266.08 | 50 | 360 | 1591
RZAV140CV1 / FCA140CVMA | DAIKIN | Non Ducted | Single Split System | 14 | 16 | ELIGIBLE | 45 | 242 | 1325.3 | 53 | 385 | 1690.88
RZAV71CY1 / FCA71CAVMA | DAIKIN | Non Ducted | Single Split System | 7.1 | 8 | INELIGIBLE | 0 | 0 | 0 | 0 | 0 | 0
RZAV85CY1 / FCA85CVMA | DAIKIN | Non Ducted | Single Split System | 8.5 | 10 | ELIGIBLE | 28 | 189 | 874.58 | 33 | 267 | 1088.28
RZAV100CY1 / FCA100CVMA | DAIKIN | Non Ducted | Single Split System | 10 | 11.2 | ELIGIBLE | 36 | 250 | 1133.56 | 41 | 353 | 1379.76
RZAV125CY1 / FCA125CVMA | DAIKIN | Non Ducted | Single Split System | 12.5 | 14 | ELIGIBLE | 43 | 231 | 1266.08 | 50 | 360 | 1591
RZAV140CY1 / FCA140CVMA | DAIKIN | Non Ducted | Single Split System | 14 | 16 | ELIGIBLE | 45 | 242 | 1325.3 | 53 | 385 | 1690.88
RZAC71CV1 / FCA71CAVMA | DAIKIN | Non Ducted | Single Split System | 7.1 | 8 | INELIGIBLE | 0 | 0 | 0 | 0 | 0 | 0
RZAC85CV1 / FCA85CVMA | DAIKIN | Non Ducted | Single Split System | 8.5 | 10 | INELIGIBLE | 0 | 0 | 0 | 0 | 0 | 0
RZAC100CV1 / FCA100CVMA | DAIKIN | Non Ducted | Single Split System | 10 | 11.2 | ELIGIBLE | 32 | 164 | 931.92 | 37 | 267 | 1178.12
RZAC125CV1 / FCA125CVMA | DAIKIN | Non Ducted | Single Split System | 12.5 | 14 | ELIGIBLE | 40 | 148 | 1090.8 | 47 | 277 | 1415.72
RZAC140CV1 / FCA140CVMA | DAIKIN | Non Ducted | Single Split System | 14 | 16 | ELIGIBLE | 44 | 99 | 1116.94 | 51 | 243 | 1461.36
RZAC85CY1 / FCA85CVMA | DAIKIN | Non Ducted | Single Split System | 8.5 | 10 | INELIGIBLE | 0 | 0 | 0 | 0 | 0 | 0
RZAC100CY1 / FCA100CVMA | DAIKIN | Non Ducted | Single Split System | 10 | 11.2 | ELIGIBLE | 32 | 164 | 931.92 | 37 | 267 | 1178.12
RZAC125CY1 / FCA125CVMA | DAIKIN | Non Ducted | Single Split System | 12.5 | 14 | ELIGIBLE | 40 | 148 | 1090.8 | 47 | 277 | 1415.72
RZAC140CY1 / FCA140CVMA | DAIKIN | Non Ducted | Single Split System | 14 | 16 | ELIGIBLE | 44 | 99 | 1116.94 | 51 | 243 | 1461.36
RZAV50CV1 / FBA50BAVMA | DAIKIN | Ducted | Single Split System | 5 | 6 | INELIGIBLE | 0 | 0 | 0 | 0 | 0 | 0
RZAV60CV1 / FBA60BAVMA | DAIKIN | Ducted | Single Split System | 6 | 7.1 | INELIGIBLE | 0 | 0 | 0 | 0 | 0 | 0
RZAV71CV1 / FBA71BVMA | DAIKIN | Ducted | Single Split System | 7.1 | 8 | INELIGIBLE | 0 | 0 | 0 | 0 | 0 | 0
RZAV85CV1 / FBA85BVMA | DAIKIN | Ducted | Single Split System | 8.5 | 10 | ELIGIBLE | 28 | 131 | 799.18 | 33 | 218 | 1024.58
RZAV100CV1 / FBA100BVMA | DAIKIN | Ducted | Single Split System | 10 | 11.2 | ELIGIBLE | 33 | 149 | 934.88 | 39 | 252 | 1203.54
RZAV125CV1 / FBA125BVMA | DAIKIN | Ducted | Single Split System | 12.5 | 14 | ELIGIBLE | 40 | 104 | 1033.6 | 47 | 232 | 1357.22
RZAV140CV1 / FBA140BVMA | DAIKIN | Ducted | Single Split System | 14 | 16 | ELIGIBLE | 42 | 129 | 1111.02 | 50 | 272 | 1476.6
RZAV71CY1 / FBA71BVMA | DAIKIN | Ducted | Single Split System | 7.1 | 8 | INELIGIBLE | 0 | 0 | 0 | 0 | 0 | 0
RZAV85CY1 / FBA85BVMA | DAIKIN | Ducted | Single Split System | 8.5 | 10 | ELIGIBLE | 28 | 131 | 799.18 | 33 | 218 | 1024.58
RZAV100CY1 / FBA100BVMA | DAIKIN | Ducted | Single Split System | 10 | 11.2 | ELIGIBLE | 33 | 149 | 934.88 | 39 | 252 | 1203.54
RZAV125CY1 / FBA125BVMA | DAIKIN | Ducted | Single Split System | 12.5 | 14 | ELIGIBLE | 40 | 104 | 1033.6 | 47 | 232 | 1357.22
RZAV140CY1 / FBA140BVMA | DAIKIN | Ducted | Single Split System | 14 | 16 | ELIGIBLE | 42 | 129 | 1111.02 | 50 | 272 | 1476.6
RZAC71CV1 / FBA71BVMA | DAIKIN | Ducted | Single Split System | 7.1 | 8 | INELIGIBLE | 0 | 0 | 0 | 0 | 0 | 0
RZAC85CV1 / FBA85BVMA | DAIKIN | Ducted | Single Split System | 8.5 | 10 | INELIGIBLE | 0 | 0 | 0 | 0 | 0 | 0
RZAC85CY1 / FBA85BVMA | DAIKIN | Ducted | Single Split System | 8.5 | 10 | INELIGIBLE | 0 | 0 | 0 | 0 | 0 | 0
RZAV50CV1 / FHA50BAVMA | DAIKIN | Non Ducted | Single Split System | 5 | 6 | INELIGIBLE | 0 | 0 | 0 | 0 | 0 | 0
RZAV60CV1 / FHA60BAVMA | DAIKIN | Non Ducted | Single Split System | 6 | 7.1 | INELIGIBLE | 0 | 0 | 0 | 0 | 0 | 0
RZAV71CV1 / FHA71BVMA | DAIKIN | Non Ducted | Single Split System | 7.1 | 8 | INELIGIBLE | 0 | 0 | 0 | 0 | 0 | 0
RZAV85CV1 / FHA85BVMA | DAIKIN | Non Ducted | Single Split System | 8.5 | 10 | INELIGIBLE | 0 | 0 | 0 | 0 | 0 | 0
RZAV100CV1 / FHA100BVMA | DAIKIN | Non Ducted | Single Split System | 10 | 11.2 | ELIGIBLE | 33 | 132 | 912.78 | 38 | 234 | 1157.68
RZAV125CV1 / FHA125BVMA | DAIKIN | Non Ducted | Single Split System | 12.5 | 14 | ELIGIBLE | 40 | 113 | 1045.3 | 47 | 241 | 1368.92
RZAV71CY1 / FHA71BVMA | DAIKIN | Non Ducted | Single Split System | 7.1 | 8 | INELIGIBLE | 0 | 0 | 0 | 0 | 0 | 0
RZAV85CY1 / FHA85BVMA | DAIKIN | Non Ducted | Single Split System | 8.5 | 10 | INELIGIBLE | 0 | 0 | 0 | 0 | 0 | 0
RZAV100CY1 / FHA100BVMA | DAIKIN | Non Ducted | Single Split System | 10 | 11.2 | ELIGIBLE | 33 | 132 | 912.78 | 38 | 234 | 1157.68
RZAV125CY1 / FHA125BVMA | DAIKIN | Non Ducted | Single Split System | 12.5 | 14 | ELIGIBLE | 40 | 113 | 1045.3 | 47 | 241 | 1368.92
RZAV140CY1 / FHA140BVMA | DAIKIN | Non Ducted | Single Split System | 14 | 16 | ELIGIBLE | 42 | 114 | 1091.52 | 50 | 257 | 1457.1
RXC50AV1A / FTXC50AV1A | DAIKIN | Non Ducted | Single Split System | 5 | 6 | INELIGIBLE | 0 | 0 | 0 | 0 | 0 | 0
RXC60AV1A / FTXC60AV1A | DAIKIN | Non Ducted | Single Split System | 6 | 7.1 | INELIGIBLE | 0 | 0 | 0 | 0 | 0 | 0
RXC71AV1A / FTXC71AV1A | DAIKIN | Non Ducted | Single Split System | 7.1 | 8 | INELIGIBLE | 0 | 0 | 0 | 0 | 0 | 0
RXC85AV1A / FTXC85AV1A | DAIKIN | Non Ducted | Single Split System | 8.5 | 10 | INELIGIBLE | 0 | 0 | 0 | 0 | 0 | 0
RXC100AV1A / FTXC100AV1A | DAIKIN | Non Ducted | Single Split System | 10 | 11.2 | INELIGIBLE | 0 | 0 | 0 | 0 | 0 | 0
RZAV50CV1 / FAA50BAVMA | DAIKIN | Non Ducted | Single Split System | 5 | 6 | INELIGIBLE | 0 | 0 | 0 | 0 | 0 | 0
RZAV60CV1 / FAA60BAVMA | DAIKIN | Non Ducted | Single Split System | 6 | 7.1 | INELIGIBLE | 0 | 0 | 0 | 0 | 0 | 0
RZAV71CV1 / FAA71BVMA | DAIKIN | Non Ducted | Single Split System | 7.1 | 8 | INELIGIBLE | 0 | 0 | 0 | 0 | 0 | 0
RZAV85CV1 / FAA85BVMA | DAIKIN | Non Ducted | Single Split System | 8.5 | 10 | INELIGIBLE | 0 | 0 | 0 | 0 | 0 | 0
RZAV100CV1 / FAA100BVMA | DAIKIN | Non Ducted | Single Split System | 10 | 11.2 | INELIGIBLE | 0 | 0 | 0 | 0 | 0 | 0
RZAV71CY1 / FAA71BVMA | DAIKIN | Non Ducted | Single Split System | 7.1 | 8 | INELIGIBLE | 0 | 0 | 0 | 0 | 0 | 0
RZAV85CY1 / FAA85BVMA | DAIKIN | Non Ducted | Single Split System | 8.5 | 10 | INELIGIBLE | 0 | 0 | 0 | 0 | 0 | 0
RZAV100CY1 / FAA100BVMA | DAIKIN | Non Ducted | Single Split System | 10 | 11.2 | INELIGIBLE | 0 | 0 | 0 | 0 | 0 | 0
FVXM25A2V1B / RXM25R5V1B | Daikin | Non Ducted | Single Split System | 2.4 | 3.4 | ELIGIBLE | 6 | 35 | 180.26 | 7 | 54 | 227.42
FVXM35A2V1B / RXM35R5V1B | Daikin | Non Ducted | Single Split System | 3.4 | 4.5 | INELIGIBLE | 0 | 0 | 0 | 0 | 0 | 0
FVXM50A2V1B / RXM50R2V1B | Daikin | Non Ducted | Single Split System | 5 | 5.8 | INELIGIBLE | 0 | 0 | 0 | 0 | 0 | 0
RZAV140CV1 / FHA140BVMA | DAIKIN | Non Ducted | Single Split System | 14 | 16 | ELIGIBLE | 42 | 114 | 1091.52 | 50 | 257 | 1457.1
RZAV50CV1 / FCA50CAVMA | DAIKIN | Non Ducted | Single Split System | 5 | 6 | INELIGIBLE | 0 | 0 | 0 | 0 | 0 | 0
RXM20UVMZ / FTXM20UVMZ | Daikin | Non Ducted | Single Split System | 2 | 2.8 | INELIGIBLE | 0 | 0 | 0 | 0 | 0 | 0
RXM85PAVMA / FTXM85PAVMA | DAIKIN | Non Ducted | Single Split System | 8.5 | 9 | INELIGIBLE | 0 | 0 | 0 | 0 | 0 | 0
RXM95PAVMA / FTXM95PAVMA | DAIKIN | Non Ducted | Single Split System | 9.4 | 10.3 | INELIGIBLE | 0 | 0 | 0 | 0 | 0 | 0
RXV85LVMA / FTXV85LVMA | DAIKIN | Non Ducted | Single Split System | 8.5 | 9 | INELIGIBLE | 0 | 0 | 0 | 0 | 0 | 0
RXV95LVMA / FTXV95LVMA | DAIKIN | Non Ducted | Single Split System | 9.4 | 10.3 | INELIGIBLE | 0 | 0 | 0 | 0 | 0 | 0
RXM25UVMZ / FTXM25UVMZ | Daikin | Non Ducted | Single Split System | 2.5 | 3.3 | ELIGIBLE | 8 | 57 | 253.78 | 9 | 77 | 302.24
RXM35UVMZ / FTXM35UVMZ | Daikin | Non Ducted | Single Split System | 3.5 | 4 | ELIGIBLE | 10 | 43 | 280.5 | 11 | 71 | 339.36
RXM46UVMZ / FTXM46UVMZ | Daikin | Non Ducted | Single Split System | 4.6 | 5.4 | ELIGIBLE | 15 | 67 | 424 | 17 | 109 | 523.52
RXM50UVMZ / FTXM50UVMZ | Daikin | Non Ducted | Single Split System | 5 | 6.1 | ELIGIBLE | 19 | 122 | 585.34 | 21 | 167 | 688.76
RXM60UVMZ / FTXM60UVMZ | Daikin | Non Ducted | Single Split System | 6 | 7.3 | ELIGIBLE | 21 | 101 | 602.96 | 24 | 156 | 741.84
RXM71UVMZ / FTXM71UVMZ | Daikin | Non Ducted | Single Split System | 7.1 | 8.1 | ELIGIBLE | 23 | 81 | 621.88 | 26 | 146 | 773.76
RXJ25TVMA / FTXJ25TVMA* | DAIKIN | Non Ducted | Single Split System | 2.5 | 3.2 | INELIGIBLE | 0 | 0 | 0 | 0 | 0 | 0
RXJ25TVMA / FTXJ25TVMAW | DAIKIN | Non Ducted | Single Split System | 2.5 | 3.2 | INELIGIBLE | 0 | 0 | 0 | 0 | 0 | 0
RXJ25TVMA / FTXJ25TVMAK | DAIKIN | Non Ducted | Single Split System | 2.5 | 3.2 | INELIGIBLE | 0 | 0 | 0 | 0 | 0 | 0
RXJ35TVMA / FTXJ35TVMAK | DAIKIN | Non Ducted | Single Split System | 3.5 | 3.7 | INELIGIBLE | 0 | 0 | 0 | 0 | 0 | 0
RXJ35TVMA / FTXJ35TVMA* | DAIKIN | Non Ducted | Single Split System | 3.5 | 3.7 | INELIGIBLE | 0 | 0 | 0 | 0 | 0 | 0
RXJ35TVMA / FTXJ35TVMAW | DAIKIN | Non Ducted | Single Split System | 3.5 | 3.7 | INELIGIBLE | 0 | 0 | 0 | 0 | 0 | 0
RXJ50TVMA / FTXJ50TVMA* | DAIKIN | Non Ducted | Single Split System | 5 | 6 | INELIGIBLE | 0 | 0 | 0 | 0 | 0 | 0
RXJ50TVMA / FTXJ50TVMAW | DAIKIN | Non Ducted | Single Split System | 5 | 6 | INELIGIBLE | 0 | 0 | 0 | 0 | 0 | 0
RXJ50TVMA / FTXJ50TVMAK | DAIKIN | Non Ducted | Single Split System | 5 | 6 | INELIGIBLE | 0 | 0 | 0 | 0 | 0 | 0
RXJ60TVMA / FTXJ60TVMA* | DAIKIN | Non Ducted | Single Split System | 6 | 7.2 | INELIGIBLE | 0 | 0 | 0 | 0 | 0 | 0
RXJ60TVMA / FTXJ60TVMAW | DAIKIN | Non Ducted | Single Split System | 6 | 7.2 | INELIGIBLE | 0 | 0 | 0 | 0 | 0 | 0
RXJ60TVMA / FTXJ60TVMAK | DAIKIN | Non Ducted | Single Split System | 6 | 7.2 | INELIGIBLE | 0 | 0 | 0 | 0 | 0 | 0
RXV20WVMA / FTXV20WVMA | DAIKIN | Non Ducted | Single Split System | 2 | 2.7 | ELIGIBLE | 6 | 43 | 190.66 | 7 | 59 | 233.92
RXV35WVMA / FTXV35WVMA | DAIKIN | Non Ducted | Single Split System | 3.5 | 3.7 | INELIGIBLE | 0 | 0 | 0 | 0 | 0 | 0
RXV46WVMA / FTXV46WVMA | DAIKIN | Non Ducted | Single Split System | 4.6 | 4.7 | ELIGIBLE | 14 | 67 | 401.54 | 16 | 109 | 501.06
RXV50WVMA / FTXV50WVMA | DAIKIN | Non Ducted | Single Split System | 5 | 6 | ELIGIBLE | 18 | 122 | 562.88 | 21 | 167 | 688.76
RXV60WVMA / FTXV60WVMA | DAIKIN | Non Ducted | Single Split System | 6 | 7.2 | ELIGIBLE | 21 | 101 | 602.96 | 24 | 156 | 741.84
RXV71WVMA / FTXV71WVMA | DAIKIN | Non Ducted | Single Split System | 7.1 | 8 | ELIGIBLE | 22 | 81 | 599.42 | 26 | 146 | 773.76
RXM20WVMA / FTXM20WVMA | DAIKIN | Non Ducted | Single Split System | 2.2 | 2.7 | ELIGIBLE | 7 | 55 | 228.72 | 8 | 72 | 273.28
RXM25WVMA / FTXM25WVMA | DAIKIN | Non Ducted | Single Split System | 2.5 | 3.2 | ELIGIBLE | 8 | 64 | 262.88 | 10 | 84 | 333.8
RXM35WVMA / FTXM35WVMA | DAIKIN | Non Ducted | Single Split System | 3.5 | 3.7 | ELIGIBLE | 10 | 46 | 284.4 | 11 | 74 | 343.26
RXM46WVMA / FTXM46WVMA | DAIKIN | Non Ducted | Single Split System | 4.6 | 4.7 | ELIGIBLE | 15 | 78 | 438.3 | 17 | 120 | 537.82
RXM50WVMA / FTXM50WVMA | DAIKIN | Non Ducted | Single Split System | 5 | 6 | ELIGIBLE | 19 | 125 | 589.24 | 22 | 170 | 715.12
RXM60WVMA / FTXM60WVMA | DAIKIN | Non Ducted | Single Split System | 6 | 7.2 | ELIGIBLE | 22 | 113 | 641.02 | 25 | 168 | 779.9
RXM71WVMA / FTXM71WVMA | DAIKIN | Non Ducted | Single Split System | 7.1 | 8 | ELIGIBLE | 23 | 60 | 594.58 | 26 | 125 | 746.46
RZAV100FV1 / FBA100BVMA | DAIKIN | Ducted | Single Split System | 10 | 12 | ELIGIBLE | 37 | 129 | 998.72 | 43 | 231 | 1266.08
RZAV100FY1 / FBA100BVMA | DAIKIN | Ducted | Single Split System | 10 | 12 | ELIGIBLE | 37 | 129 | 998.72 | 43 | 231 | 1266.08
RZAV125FV1 / FBA125BVMA | DAIKIN | Ducted | Single Split System | 12.5 | 15 | ELIGIBLE | 44 | 105 | 1124.74 | 51 | 233 | 1448.36
RZAV125FY1 / FBA125BVMA | DAIKIN | Ducted | Single Split System | 12.5 | 15 | ELIGIBLE | 44 | 105 | 1124.74 | 51 | 233 | 1448.36
RZAV140FV1 / FBA140BVMA | DAIKIN | Ducted | Single Split System | 14 | 16.5 | ELIGIBLE | 48 | 70 | 1169.08 | 56 | 213 | 1534.66
RZAV140FY1 / FBA140BVMA | DAIKIN | Ducted | Single Split System | 14 | 16.5 | ELIGIBLE | 48 | 70 | 1169.08 | 56 | 213 | 1534.66
RZAV100FV1 / FCA100CVMA | DAIKIN | Non Ducted | Single Split System | 10 | 12 | ELIGIBLE | 40 | 252 | 1226 | 46 | 354 | 1493.36
RZAV100FY1 / FCA100CVMA | DAIKIN | Non Ducted | Single Split System | 10 | 12 | ELIGIBLE | 40 | 252 | 1226 | 46 | 354 | 1493.36
RZAV125FV1 / FCA125CVMA | DAIKIN | Non Ducted | Single Split System | 12.5 | 15 | ELIGIBLE | 48 | 232 | 1379.68 | 56 | 360 | 1725.76
RZAV125FY1 / FCA125CVMA | DAIKIN | Non Ducted | Single Split System | 12.5 | 15 | ELIGIBLE | 48 | 232 | 1379.68 | 56 | 360 | 1725.76
RZAC140FV1 / FCA140CVMA | DAIKIN | Non Ducted | Single Split System | 14 | 16 | ELIGIBLE | 47 | 99 | 1184.32 | 55 | 243 | 1551.2
RZAC140FY1 / FCA140CVMA | DAIKIN | Non Ducted | Single Split System | 14 | 16 | ELIGIBLE | 47 | 99 | 1184.32 | 55 | 243 | 1551.2
RZAV140FV1 / FCA140CVMA | DAIKIN | Non Ducted | Single Split System | 14 | 16.5 | ELIGIBLE | 53 | 240 | 1502.38 | 61 | 384 | 1869.26
RZAV140FY1 / FCA140CVMA | DAIKIN | Non Ducted | Single Split System | 14 | 16.5 | ELIGIBLE | 53 | 240 | 1502.38 | 61 | 384 | 1869.26
RZAV100FV1 / FHA100BVMA | DAIKIN | Non Ducted | Single Split System | 10 | 12 | ELIGIBLE | 37 | 132 | 1002.62 | 43 | 235 | 1271.28
RZAV100FY1 / FHA100BVMA | DAIKIN | Non Ducted | Single Split System | 10 | 12 | ELIGIBLE | 37 | 132 | 1002.62 | 43 | 235 | 1271.28
RZAV125FV1 / FHA125BVMA | DAIKIN | Non Ducted | Single Split System | 12.5 | 15 | ELIGIBLE | 44 | 111 | 1132.54 | 51 | 239 | 1456.16
RZAV125FY1 / FHA125BVMA | DAIKIN | Non Ducted | Single Split System | 12.5 | 15 | ELIGIBLE | 44 | 111 | 1132.54 | 51 | 239 | 1456.16
RZAV140FV1 / FHA140BVMA | DAIKIN | Non Ducted | Single Split System | 14 | 16.5 | ELIGIBLE | 48 | 114 | 1226.28 | 56 | 257 | 1591.86
RZAV140FY1 / FHA140BVMA | DAIKIN | Non Ducted | Single Split System | 14 | 16.5 | ELIGIBLE | 48 | 114 | 1226.28 | 56 | 257 | 1591.86
RXS25RV1A / FVXS25RV1A | DAIKIN | Non Ducted | Single Split System | 2.46 | 2.9 | INELIGIBLE | 0 | 0 | 0 | 0 | 0 | 0
RXS35RV1A / FVXS35RV1A | DAIKIN | Non Ducted | Single Split System | 3.5 | 4.52 | INELIGIBLE | 0 | 0 | 0 | 0 | 0 | 0
RXS45RV1A / FVXS45RV1A | DAIKIN | Non Ducted | Single Split System | 4.5 | 5.56 | INELIGIBLE | 0 | 0 | 0 | 0 | 0 | 0
RXS50RV1A / FVXS50RV1A | DAIKIN | Non Ducted | Single Split System | 5 | 5.8 | ELIGIBLE | 17 | 77 | 481.92 | 19 | 123 | 586.64
RXS60LAVMA / FVXS60LVMA | DAIKIN | Non Ducted | Single Split System | 6 | 7 | INELIGIBLE | 0 | 0 | 0 | 0 | 0 | 0
RXS71LAVMA / FVXS71LVMA | DAIKIN | Non Ducted | Single Split System | 7.1 | 7.65 | INELIGIBLE | 0 | 0 | 0 | 0 | 0 | 0
RZAV100FV1 / FDMA100AV1A | Daikin | Ducted | Single Split System | 10 | 12 | ELIGIBLE | 36 | 129 | 976.26 | 42 | 231 | 1243.62
RZAV100FY1 / FDMA100AV1A | Daikin | Ducted | Single Split System | 10 | 12 | ELIGIBLE | 36 | 129 | 976.26 | 42 | 231 | 1243.62
RZAV125FV1 / FDMA125AV1A | Daikin | Ducted | Single Split System | 12.5 | 15 | ELIGIBLE | 44 | 77 | 1088.34 | 51 | 205 | 1411.96
RZAV125FY1 / FDMA125AV1A | Daikin | Ducted | Single Split System | 12.5 | 15 | ELIGIBLE | 44 | 77 | 1088.34 | 51 | 205 | 1411.96
RZAV140FV1 / FDMA140AV1A | Daikin | Ducted | Single Split System | 14 | 16.5 | ELIGIBLE | 47 | 16 | 1076.42 | 55 | 160 | 1443.3
RZAV140FY1 / FDMA140AV1A | Daikin | Ducted | Single Split System | 14 | 16.5 | ELIGIBLE | 47 | 16 | 1076.42 | 55 | 160 | 1443.3
RZAC25GV1 / FDYBA25AV1 | DAIKIN | Ducted | Single Split System | 2.5 | 3.5 | INELIGIBLE | 0 | 0 | 0 | 0 | 0 | 0
RZAC35GV1 / FDYBA35AV1 | DAIKIN | Ducted | Single Split System | 3.5 | 4 | INELIGIBLE | 0 | 0 | 0 | 0 | 0 | 0
RZAC50GV1 / FDYBA50AV1 | DAIKIN | Ducted | Single Split System | 5 | 6 | ELIGIBLE | 16 | 72 | 452.96 | 19 | 123 | 586.64
RZAC60GV1 / FDYBA60AV1 | DAIKIN | Ducted | Single Split System | 6 | 7 | ELIGIBLE | 20 | 69 | 538.9 | 24 | 131 | 709.34
RZAC71GV1 / FDYBA71AV1 | DAIKIN | Ducted | Single Split System | 7.1 | 8 | ELIGIBLE | 22 | 50 | 559.12 | 26 | 123 | 743.86
RXC50A1V1A / FTXC50AV1A | DAIKIN | Non Ducted | Single Split System | 5 | 6 | INELIGIBLE | 0 | 0 | 0 | 0 | 0 | 0
RXC60A1V1A / FTXC60AV1A | DAIKIN | Non Ducted | Single Split System | 6 | 7.1 | INELIGIBLE | 0 | 0 | 0 | 0 | 0 | 0
RXC71A2V1A / FTXC71AV1A | DAIKIN | Non Ducted | Single Split System | 7.1 | 8 | INELIGIBLE | 0 | 0 | 0 | 0 | 0 | 0
RXC85A2V1A / FTXC85AV1A | DAIKIN | Non Ducted | Single Split System | 8.5 | 10 | INELIGIBLE | 0 | 0 | 0 | 0 | 0 | 0
RXC100A2V1A / FTXC100AV1A | DAIKIN | Non Ducted | Single Split System | 10 | 11.2 | INELIGIBLE | 0 | 0 | 0 | 0 | 0 | 0
RZAV71C2Y1 / FAA71BVMA | DAIKIN | Non Ducted | Single Split System | 7.1 | 8 | INELIGIBLE | 0 | 0 | 0 | 0 | 0 | 0
RZAV85C2Y1 / FAA85BVMA | DAIKIN | Non Ducted | Single Split System | 8.5 | 10 | INELIGIBLE | 0 | 0 | 0 | 0 | 0 | 0
RZAV100C2Y1 / FAA100BVMA | DAIKIN | Non Ducted | Single Split System | 10 | 11.2 | INELIGIBLE | 0 | 0 | 0 | 0 | 0 | 0
RXM20W1VMA / FTXM20W1VMA | DAIKIN | Non Ducted | Single Split System | 2.2 | 2.7 | ELIGIBLE | 7 | 55 | 228.72 | 8 | 72 | 273.28
RXM25W1VMA / FTXM25W1VMA | DAIKIN | Non Ducted | Single Split System | 2.5 | 3.2 | ELIGIBLE | 8 | 64 | 262.88 | 10 | 84 | 333.8
RXM35W1VMA / FTXM35W1VMA | DAIKIN | Non Ducted | Single Split System | 3.5 | 3.7 | ELIGIBLE | 10 | 46 | 284.4 | 11 | 74 | 343.26
RXM46W1VMA / FTXM46W1VMA | DAIKIN | Non Ducted | Single Split System | 4.6 | 4.7 | ELIGIBLE | 15 | 78 | 438.3 | 17 | 120 | 537.82
RXM50W1VMA / FTXM50W1VMA | DAIKIN | Non Ducted | Single Split System | 5 | 6 | ELIGIBLE | 19 | 125 | 589.24 | 22 | 170 | 715.12
RXM60W1VMA / FTXM60W1VMA | DAIKIN | Non Ducted | Single Split System | 6 | 7.2 | ELIGIBLE | 22 | 113 | 641.02 | 25 | 168 | 779.9
RXM71W1VMA / FTXM71W1VMA | DAIKIN | Non Ducted | Single Split System | 7.1 | 8 | ELIGIBLE | 23 | 60 | 594.58 | 26 | 125 | 746.46
RZAV50C1V1 / FCA50CAVMA | DAIKIN | Non Ducted | Single Split System | 5 | 6 | INELIGIBLE | 0 | 0 | 0 | 0 | 0 | 0
RZAV60C1V1 / FCA60CAVMA | DAIKIN | Non Ducted | Single Split System | 6 | 7.1 | ELIGIBLE | 21 | 128 | 638.06 | 24 | 183 | 776.94
RZAV71C2V1 / FCA71CAVMA | DAIKIN | Non Ducted | Single Split System | 7.1 | 8 | INELIGIBLE | 0 | 0 | 0 | 0 | 0 | 0
RZAV85C2V1 / FCA85CVMA | DAIKIN | Non Ducted | Single Split System | 8.5 | 10 | ELIGIBLE | 28 | 189 | 874.58 | 33 | 267 | 1088.28
RZAV100F2V1 / FCA100CVMA | DAIKIN | Non Ducted | Single Split System | 10 | 12 | ELIGIBLE | 40 | 252 | 1226 | 46 | 354 | 1493.36
RZAV125F2V1 / FCA125CVMA | DAIKIN | Non Ducted | Single Split System | 12.5 | 15 | ELIGIBLE | 48 | 232 | 1379.68 | 56 | 360 | 1725.76
RZAV140F2V1 / FCA140CVMA | DAIKIN | Non Ducted | Single Split System | 14 | 16.5 | ELIGIBLE | 53 | 240 | 1502.38 | 61 | 384 | 1869.26
RZAV71C2Y1 / FCA71CAVMA | DAIKIN | Non Ducted | Single Split System | 7.1 | 8 | INELIGIBLE | 0 | 0 | 0 | 0 | 0 | 0
RZAV85C2Y1 / FCA85CVMA | DAIKIN | Non Ducted | Single Split System | 8.5 | 10 | ELIGIBLE | 28 | 189 | 874.58 | 33 | 267 | 1088.28
RZAV100F2Y1 / FCA100CVMA | DAIKIN | Non Ducted | Single Split System | 10 | 12 | ELIGIBLE | 40 | 252 | 1226 | 46 | 354 | 1493.36
RZAV125F2Y1 / FCA125CVMA | DAIKIN | Non Ducted | Single Split System | 12.5 | 15 | ELIGIBLE | 48 | 232 | 1379.68 | 56 | 360 | 1725.76
RZAV140F2Y1 / FCA140CVMA | DAIKIN | Non Ducted | Single Split System | 14 | 16.5 | ELIGIBLE | 53 | 240 | 1502.38 | 61 | 384 | 1869.26
RZAC71C1V1 / FCA71CAVMA | DAIKIN | Non Ducted | Single Split System | 7.1 | 8 | INELIGIBLE | 0 | 0 | 0 | 0 | 0 | 0
RZAC85C2V1 / FCA85CVMA | DAIKIN | Non Ducted | Single Split System | 8.5 | 10 | INELIGIBLE | 0 | 0 | 0 | 0 | 0 | 0
RZAC100C2V1 / FCA100CVMA | DAIKIN | Non Ducted | Single Split System | 10 | 11.2 | ELIGIBLE | 31 | 164 | 909.46 | 37 | 267 | 1178.12
RZAC125C2V1 / FCA125CVMA | DAIKIN | Non Ducted | Single Split System | 12.5 | 14 | ELIGIBLE | 40 | 148 | 1090.8 | 47 | 277 | 1415.72
RZAC140F2V1 / FCA140CVMA | DAIKIN | Non Ducted | Single Split System | 14 | 16 | ELIGIBLE | 47 | 99 | 1184.32 | 55 | 243 | 1551.2
RZAC85C2Y1 / FCA85CVMA | DAIKIN | Non Ducted | Single Split System | 8.5 | 10 | INELIGIBLE | 0 | 0 | 0 | 0 | 0 | 0
RZAC100C2Y1 / FCA100CVMA | DAIKIN | Non Ducted | Single Split System | 10 | 11.2 | ELIGIBLE | 43 | 164 | 1178.98 | 49 | 267 | 1447.64
RZAC125C2Y1 / FCA125CVMA | DAIKIN | Non Ducted | Single Split System | 12.5 | 14 | ELIGIBLE | 53 | 148 | 1382.78 | 60 | 277 | 1707.7
RZAC140F2Y1 / FCA140CVMA | DAIKIN | Non Ducted | Single Split System | 14 | 16 | ELIGIBLE | 47 | 99 | 1184.32 | 55 | 243 | 1551.2
RXV20W1VMA / FTXV20W1VMA | DAIKIN | Non Ducted | Single Split System | 2 | 2.7 | ELIGIBLE | 6 | 43 | 190.66 | 7 | 59 | 233.92
RXV25W1VMA / FTXV25W1VMA | DAIKIN | Non Ducted | Single Split System | 2.5 | 3.2 | ELIGIBLE | 8 | 57 | 253.78 | 9 | 77 | 302.24
RXV35W1VMA / FTXV35W1VMA | DAIKIN | Non Ducted | Single Split System | 3.5 | 3.7 | INELIGIBLE | 0 | 0 | 0 | 0 | 0 | 0
RXV46W1VMA / FTXV46W1VMA | DAIKIN | Non Ducted | Single Split System | 4.6 | 4.7 | ELIGIBLE | 14 | 67 | 401.54 | 16 | 109 | 501.06
RXV50W1VMA / FTXV50W1VMA | DAIKIN | Non Ducted | Single Split System | 5 | 6 | ELIGIBLE | 18 | 122 | 562.88 | 21 | 167 | 688.76
RXV60W1VMA / FTXV60W1VMA | DAIKIN | Non Ducted | Single Split System | 6 | 7.2 | ELIGIBLE | 21 | 101 | 602.96 | 24 | 156 | 741.84
RXV71W1VMA / FTXV71W1VMA | DAIKIN | Non Ducted | Single Split System | 7.1 | 8 | ELIGIBLE | 22 | 81 | 599.42 | 26 | 146 | 773.76
RZAV50C1V1 / FHA50BAVMA | DAIKIN | Non Ducted | Single Split System | 5 | 6 | INELIGIBLE | 0 | 0 | 0 | 0 | 0 | 0
RZAV60C1V1 / FHA60BAVMA | DAIKIN | Non Ducted | Single Split System | 6 | 7.1 | INELIGIBLE | 0 | 0 | 0 | 0 | 0 | 0
RZAV71C2V1 / FHA71BVMA | DAIKIN | Non Ducted | Single Split System | 7.1 | 8 | INELIGIBLE | 0 | 0 | 0 | 0 | 0 | 0
RZAV85C2V1 / FHA85BVMA | DAIKIN | Non Ducted | Single Split System | 8.5 | 10 | INELIGIBLE | 0 | 0 | 0 | 0 | 0 | 0
RZAV100F2V1 / FHA100BVMA | DAIKIN | Non Ducted | Single Split System | 10 | 12 | ELIGIBLE | 37 | 132 | 1002.62 | 43 | 235 | 1271.28
RZAV125F2V1 / FHA125BVMA | DAIKIN | Non Ducted | Single Split System | 12.5 | 15 | ELIGIBLE | 44 | 111 | 1132.54 | 51 | 239 | 1456.16
RZAV140F2V1 / FHA140BVMA | DAIKIN | Non Ducted | Single Split System | 14 | 16.5 | ELIGIBLE | 48 | 114 | 1226.28 | 56 | 257 | 1591.86
RZAV71C2Y1 / FHA71BVMA | DAIKIN | Non Ducted | Single Split System | 7.1 | 8 | INELIGIBLE | 0 | 0 | 0 | 0 | 0 | 0
RZAV85C2Y1 / FHA85BVMA | DAIKIN | Non Ducted | Single Split System | 8.5 | 10 | INELIGIBLE | 0 | 0 | 0 | 0 | 0 | 0
RZAV100F2Y1 / FHA100BVMA | DAIKIN | Non Ducted | Single Split System | 10 | 12 | ELIGIBLE | 37 | 132 | 1002.62 | 43 | 235 | 1271.28
RZAV125F2Y1 / FHA125BVMA | DAIKIN | Non Ducted | Single Split System | 12.5 | 15 | ELIGIBLE | 44 | 111 | 1132.54 | 51 | 239 | 1456.16
RZAV140F2Y1 / FHA140BVMA | DAIKIN | Non Ducted | Single Split System | 14 | 16.5 | ELIGIBLE | 48 | 114 | 1226.28 | 56 | 257 | 1591.86
RXF20W1VMA / FTXF20W1VMA | DAIKIN | Non Ducted | Single Split System | 2 | 2.5 | INELIGIBLE | 0 | 0 | 0 | 0 | 0 | 0
RXF25W1VMA / FTXF25W1VMA | DAIKIN | Non Ducted | Single Split System | 2.5 | 3 | INELIGIBLE | 0 | 0 | 0 | 0 | 0 | 0
RXF35W1VMA / FTXF35W1VMA | DAIKIN | Non Ducted | Single Split System | 3.5 | 3.7 | INELIGIBLE | 0 | 0 | 0 | 0 | 0 | 0
RXF46W1VMA / FTXF46W1VMA | DAIKIN | Non Ducted | Single Split System | 4.6 | 4.7 | INELIGIBLE | 0 | 0 | 0 | 0 | 0 | 0
RXF50W1VMA / FTXF50W1VMA | DAIKIN | Non Ducted | Single Split System | 5 | 5.2 | INELIGIBLE | 0 | 0 | 0 | 0 | 0 | 0
RXF60W1VMA / FTXF60W1VMA | DAIKIN | Non Ducted | Single Split System | 6 | 6.5 | INELIGIBLE | 0 | 0 | 0 | 0 | 0 | 0
RXF71W1VMA / FTXF71W1VMA | DAIKIN | Non Ducted | Single Split System | 7.1 | 8 | ELIGIBLE | 21 | 19 | 496.36 | 24 | 83 | 646.94
RZAV50C1V1 / FBA50BAVMA | DAIKIN | Ducted | Single Split System | 5 | 6 | INELIGIBLE | 0 | 0 | 0 | 0 | 0 | 0
RZAV60C1V1 / FBA60BAVMA | DAIKIN | Ducted | Single Split System | 6 | 7.1 | INELIGIBLE | 0 | 0 | 0 | 0 | 0 | 0
RZAV71C2V1 / FBA71BVMA | DAIKIN | Ducted | Single Split System | 7.1 | 8 | INELIGIBLE | 0 | 0 | 0 | 0 | 0 | 0
RZAV85C2V1 / FBA85BVMA | DAIKIN | Ducted | Single Split System | 8.5 | 10 | ELIGIBLE | 28 | 131 | 799.18 | 33 | 218 | 1024.58
RZAV100F2V1 / FBA100BVMA | DAIKIN | Ducted | Single Split System | 10 | 12 | ELIGIBLE | 37 | 129 | 998.72 | 43 | 231 | 1266.08
RZAV125F2V1 / FBA125BVMA | DAIKIN | Ducted | Single Split System | 12.5 | 15 | ELIGIBLE | 44 | 105 | 1124.74 | 51 | 233 | 1448.36
RZAV140F2V1 / FBA140BVMA | DAIKIN | Ducted | Single Split System | 14 | 16.5 | ELIGIBLE | 48 | 70 | 1169.08 | 56 | 213 | 1534.66
RZAV71C2Y1 / FBA71BVMA | DAIKIN | Ducted | Single Split System | 7.1 | 8 | INELIGIBLE | 0 | 0 | 0 | 0 | 0 | 0
RZAV85C2Y1 / FBA85BVMA | DAIKIN | Ducted | Single Split System | 8.5 | 10 | ELIGIBLE | 28 | 131 | 799.18 | 33 | 218 | 1024.58
RZAV100F2Y1 / FBA100BVMA | DAIKIN | Ducted | Single Split System | 10 | 12 | ELIGIBLE | 37 | 129 | 998.72 | 43 | 231 | 1266.08
RZAV125F2Y1 / FBA125BVMA | DAIKIN | Ducted | Single Split System | 12.5 | 15 | ELIGIBLE | 44 | 105 | 1124.74 | 51 | 233 | 1448.36
RZAV140F2Y1 / FBA140BVMA | DAIKIN | Ducted | Single Split System | 14 | 16.5 | ELIGIBLE | 48 | 70 | 1169.08 | 56 | 213 | 1534.66
RZAC71C1V1 / FBA71BVMA | DAIKIN | Ducted | Single Split System | 7.1 | 8 | INELIGIBLE | 0 | 0 | 0 | 0 | 0 | 0
RZAC85C2V1 / FBA85BVMA | DAIKIN | Ducted | Single Split System | 8.5 | 10 | INELIGIBLE | 0 | 0 | 0 | 0 | 0 | 0
RZAC85C2Y1 / FBA85BVMA | DAIKIN | Ducted | Single Split System | 8.5 | 10 | INELIGIBLE | 0 | 0 | 0 | 0 | 0 | 0
RXM85P2VMA / FTXM85P2VMA | DAIKIN | Non Ducted | Single Split System | 8.5 | 9 | INELIGIBLE | 0 | 0 | 0 | 0 | 0 | 0
RXM95P2VMA / FTXM95P2VMA | DAIKIN | Non Ducted | Single Split System | 9.4 | 10.3 | INELIGIBLE | 0 | 0 | 0 | 0 | 0 | 0
RXV85L2VMA / FTXV85L2VMA | DAIKIN | Non Ducted | Single Split System | 8.5 | 9 | INELIGIBLE | 0 | 0 | 0 | 0 | 0 | 0
RXV95L2VMA / FTXV95L2VMA | DAIKIN | Non Ducted | Single Split System | 9.4 | 10.3 | INELIGIBLE | 0 | 0 | 0 | 0 | 0 | 0
UAYN350AFY1A | DAIKIN | Ducted | Packaged | 37.18 | 34.32 | INELIGIBLE | 0 | 0 | 0 | 0 | 0 | 0
RZQ180M2Y1 / FDYQN180LCV1 | DAIKIN | Ducted | Single Split System | 18 | 20 | INELIGIBLE | 0 | 0 | 0 | 0 | 0 | 0
RZAS71C2V1 / FDYA71AV1 | DAIKIN | Ducted | Single Split System | 7.1 | 7.5 | INELIGIBLE | 0 | 0 | 0 | 0 | 0 | 0
RZAS85C2V1 / FDYA85AV1 | DAIKIN | Ducted | Single Split System | 8.5 | 10 | INELIGIBLE | 0 | 0 | 0 | 0 | 0 | 0
RZAS100C2V1 / FDYA100AV1 | DAIKIN | Ducted | Single Split System | 10 | 12.5 | ELIGIBLE | 33 | 182 | 977.78 | 39 | 285 | 1246.44
RZAS125C2V1 / FDYA125AV1 | DAIKIN | Ducted | Single Split System | 12.5 | 15 | INELIGIBLE | 0 | 0 | 0 | 0 | 0 | 0
RZAS140C2V1 / FDYA140AV1 | DAIKIN | Ducted | Single Split System | 14 | 16.5 | ELIGIBLE | 43 | 173 | 1190.68 | 51 | 317 | 1557.56
RZAS160C2V1 / FDYA160AV1 | DAIKIN | Ducted | Single Split System | 16 | 18 | ELIGIBLE | 46 | 92 | 1152.76 | 55 | 256 | 1568.1
RZA50C1V1 / FDYAN50AV1 | DAIKIN | Ducted | Single Split System | 5 | 6 | INELIGIBLE | 0 | 0 | 0 | 0 | 0 | 0
RZA60C1V1 / FDYAN60AV1 | DAIKIN | Ducted | Single Split System | 6 | 7 | INELIGIBLE | 0 | 0 | 0 | 0 | 0 | 0
RZA71C1V1 / FDYAN71AV1 | DAIKIN | Ducted | Single Split System | 7.1 | 7.5 | INELIGIBLE | 0 | 0 | 0 | 0 | 0 | 0
RZA85C2V1 / FDYAN85AV1 | DAIKIN | Ducted | Single Split System | 8.5 | 10 | INELIGIBLE | 0 | 0 | 0 | 0 | 0 | 0
RZA100C2V1 / FDYAN100AV1 | DAIKIN | Ducted | Single Split System | 10 | 12.5 | INELIGIBLE | 0 | 0 | 0 | 0 | 0 | 0
RZA125C2V1 / FDYAN125AV1 | DAIKIN | Ducted | Single Split System | 12.5 | 15 | INELIGIBLE | 0 | 0 | 0 | 0 | 0 | 0
RZA140C2V1 / FDYAN140AV1 | DAIKIN | Ducted | Single Split System | 14 | 16.5 | INELIGIBLE | 0 | 0 | 0 | 0 | 0 | 0
RZA160C2V1 / FDYAN160AV1 | DAIKIN | Ducted | Single Split System | 15.5 | 18 | INELIGIBLE | 0 | 0 | 0 | 0 | 0 | 0
RZA71C2Y1 / FDYAN71AV1 | DAIKIN | Ducted | Single Split System | 7.1 | 7.5 | INELIGIBLE | 0 | 0 | 0 | 0 | 0 | 0
RZA85C2Y1 / FDYAN85AV1 | DAIKIN | Ducted | Single Split System | 8.5 | 10 | INELIGIBLE | 0 | 0 | 0 | 0 | 0 | 0
RZA100C2Y1 / FDYAN100AV1 | DAIKIN | Ducted | Single Split System | 10 | 12.5 | INELIGIBLE | 0 | 0 | 0 | 0 | 0 | 0
RZA125C2Y1 / FDYAN125AV1 | DAIKIN | Ducted | Single Split System | 12.5 | 15 | INELIGIBLE | 0 | 0 | 0 | 0 | 0 | 0
RZA140C2Y1 / FDYAN140AV1 | DAIKIN | Ducted | Single Split System | 14 | 16.5 | INELIGIBLE | 0 | 0 | 0 | 0 | 0 | 0
RZA160C2Y1 / FDYAN160AV1 | DAIKIN | Ducted | Single Split System | 15.5 | 18 | INELIGIBLE | 0 | 0 | 0 | 0 | 0 | 0
UAYN400AFY1A | DAIKIN | Ducted | Packaged | 40.82 | 37.56 | INELIGIBLE | 0 | 0 | 0 | 0 | 0 | 0
UAYN470AFY1A | DAIKIN | Ducted | Packaged | 45.8 | 44.13 | INELIGIBLE | 0 | 0 | 0 | 0 | 0 | 0
UAYN530AFY1A | DAIKIN | Ducted | Packaged | 53.43 | 54.34 | INELIGIBLE | 0 | 0 | 0 | 0 | 0 | 0
RXV20W2VMA / FTXV20W2VMA | DAIKIN | Non Ducted | Single Split System | 2 | 2.7 | ELIGIBLE | 6 | 43 | 190.66 | 7 | 59 | 233.92
RXV25W2VMA / FTXV25W2VMA | DAIKIN | Non Ducted | Single Split System | 2.5 | 3.2 | ELIGIBLE | 8 | 57 | 253.78 | 9 | 77 | 302.24
RXV35W2VMA / FTXV35W2VMA | DAIKIN | Non Ducted | Single Split System | 3.5 | 3.7 | INELIGIBLE | 0 | 0 | 0 | 0 | 0 | 0
RXV46W2VMA / FTXV46W2VMA | DAIKIN | Non Ducted | Single Split System | 4.6 | 4.7 | ELIGIBLE | 14 | 67 | 401.54 | 16 | 109 | 501.06
RXV50W2VMA / FTXV50W2VMA | DAIKIN | Non Ducted | Single Split System | 5 | 6 | ELIGIBLE | 18 | 122 | 562.88 | 21 | 167 | 688.76
RXV60W2VMA / FTXV60W2VMA | DAIKIN | Non Ducted | Single Split System | 6 | 7.2 | ELIGIBLE | 21 | 101 | 602.96 | 24 | 156 | 741.84
RXV71W2VMA / FTXV71W2VMA | DAIKIN | Non Ducted | Single Split System | 7.1 | 8 | ELIGIBLE | 22 | 81 | 599.42 | 26 | 146 | 773.76
RXM20W2VMA / FTXM20W2VMA | DAIKIN | Non Ducted | Single Split System | 2.2 | 2.7 | ELIGIBLE | 7 | 55 | 228.72 | 8 | 72 | 273.28
RXM25W2VMA / FTXM25W2VMA | DAIKIN | Non Ducted | Single Split System | 2.5 | 3.2 | ELIGIBLE | 8 | 64 | 262.88 | 10 | 84 | 333.8
RXM35W2VMA / FTXM35W2VMA | DAIKIN | Non Ducted | Single Split System | 3.5 | 3.7 | ELIGIBLE | 10 | 46 | 284.4 | 11 | 74 | 343.26
RXM46W2VMA / FTXM46W2VMA | DAIKIN | Non Ducted | Single Split System | 4.6 | 4.7 | ELIGIBLE | 15 | 78 | 438.3 | 17 | 120 | 537.82
RXM50W2VMA / FTXM50W2VMA | DAIKIN | Non Ducted | Single Split System | 5 | 6 | ELIGIBLE | 19 | 125 | 589.24 | 22 | 170 | 715.12
RXM60W2VMA / FTXM60W2VMA | DAIKIN | Non Ducted | Single Split System | 6 | 7.2 | ELIGIBLE | 22 | 113 | 641.02 | 25 | 168 | 779.9
RXM71W2VMA / FTXM71W2VMA | DAIKIN | Non Ducted | Single Split System | 7.1 | 8 | ELIGIBLE | 23 | 60 | 594.58 | 26 | 125 | 746.46
RXF20W2VMA / FTXF20W2VMA | DAIKIN | Non Ducted | Single Split System | 2 | 2.5 | INELIGIBLE | 0 | 0 | 0 | 0 | 0 | 0
RXF25W2VMA / FTXF25W2VMA | DAIKIN | Non Ducted | Single Split System | 2.5 | 3 | INELIGIBLE | 0 | 0 | 0 | 0 | 0 | 0
RXF35W2VMA / FTXF35W2VMA | DAIKIN | Non Ducted | Single Split System | 3.5 | 3.7 | INELIGIBLE | 0 | 0 | 0 | 0 | 0 | 0
RXF46W2VMA / FTXF46W2VMA | DAIKIN | Non Ducted | Single Split System | 4.6 | 4.7 | INELIGIBLE | 0 | 0 | 0 | 0 | 0 | 0
RXF50W2VMA / FTXF50W2VMA | DAIKIN | Non Ducted | Single Split System | 5 | 5.2 | INELIGIBLE | 0 | 0 | 0 | 0 | 0 | 0
RXF60W2VMA / FTXF60W2VMA | DAIKIN | Non Ducted | Single Split System | 6 | 6.5 | INELIGIBLE | 0 | 0 | 0 | 0 | 0 | 0
RXF71W2VMA / FTXF71W2VMA | DAIKIN | Non Ducted | Single Split System | 7.1 | 8 | ELIGIBLE | 21 | 19 | 496.36 | 24 | 83 | 646.94
RXM85WVMA / FTXM85WVMA | DAIKIN | Non Ducted | Single Split System | 8.5 | 9 | INELIGIBLE | 0 | 0 | 0 | 0 | 0 | 0
RXM95WVMA / FTXM95WVMA | DAIKIN | Non Ducted | Single Split System | 9.5 | 10.3 | INELIGIBLE | 0 | 0 | 0 | 0 | 0 | 0
RXV80WVMA / FTXV80WVMA | DAIKIN | Non Ducted | Single Split System | 8 | 9 | INELIGIBLE | 0 | 0 | 0 | 0 | 0 | 0
RXV90WVMA / FTXV90WVMA | DAIKIN | Non Ducted | Single Split System | 9 | 10.3 | INELIGIBLE | 0 | 0 | 0 | 0 | 0 | 0
RZA71CV1 / FDYUAN71AV1 | DAIKIN | Ducted | Single Split System | 7.1 | 7.5 | INELIGIBLE | 0 | 0 | 0 | 0 | 0 | 0
RZA125CV1 / FDYUAN125AV1 | DAIKIN | Ducted | Single Split System | 12.5 | 15 | INELIGIBLE | 0 | 0 | 0 | 0 | 0 | 0
RZA160CV1 / FDYUAN160AV1 | DAIKIN | Ducted | Single Split System | 15.5 | 18 | INELIGIBLE | 0 | 0 | 0 | 0 | 0 | 0
RZA71CY1 / FDYUAN71AV1 | DAIKIN | Ducted | Single Split System | 7.1 | 7.5 | INELIGIBLE | 0 | 0 | 0 | 0 | 0 | 0
RZA125CY1 / FDYUAN125AV1 | DAIKIN | Ducted | Single Split System | 12.5 | 15 | INELIGIBLE | 0 | 0 | 0 | 0 | 0 | 0
RZA160CY1 / FDYUAN160AV1 | DAIKIN | Ducted | Single Split System | 15.5 | 18 | INELIGIBLE | 0 | 0 | 0 | 0 | 0 | 0
RZA50C2V1 / FDYAN50AV1 | DAIKIN | Ducted | Single Split System | 5 | 6 | INELIGIBLE | 0 | 0 | 0 | 0 | 0 | 0
RZA60C2V1 / FDYAN60AV1 | DAIKIN | Ducted | Single Split System | 6 | 7 | INELIGIBLE | 0 | 0 | 0 | 0 | 0 | 0
RZA71C2V1 / FDYAN71AV1 | DAIKIN | Ducted | Single Split System | 7.1 | 7.5 | INELIGIBLE | 0 | 0 | 0 | 0 | 0 | 0
RXC50A2V1A / FTXC50AV1A | DAIKIN | Non Ducted | Single Split System | 5 | 6 | INELIGIBLE | 0 | 0 | 0 | 0 | 0 | 0
RXC60A2V1A / FTXC60AV1A | DAIKIN | Non Ducted | Single Split System | 6 | 7.1 | INELIGIBLE | 0 | 0 | 0 | 0 | 0 | 0
RZAV50C2V1 / FCA50CAVMA | DAIKIN | Non Ducted | Single Split System | 5 | 6 | INELIGIBLE | 0 | 0 | 0 | 0 | 0 | 0
RZAV60C2V1 / FCA60CAVMA | DAIKIN | Non Ducted | Single Split System | 6 | 7.1 | ELIGIBLE | 21 | 128 | 638.06 | 24 | 183 | 776.94
RZAC71C2V1 / FCA71CAVMA | DAIKIN | Non Ducted | Single Split System | 7.1 | 8 | INELIGIBLE | 0 | 0 | 0 | 0 | 0 | 0
RZAC25G2V1 / FDYBA25AV1 | DAIKIN | Ducted | Single Split System | 2.5 | 3.5 | INELIGIBLE | 0 | 0 | 0 | 0 | 0 | 0
RZAC35G2V1 / FDYBA35AV1 | DAIKIN | Ducted | Single Split System | 3.5 | 4 | INELIGIBLE | 0 | 0 | 0 | 0 | 0 | 0
RZAC50G2V1 / FDYBA50AV1 | DAIKIN | Ducted | Single Split System | 5 | 6 | ELIGIBLE | 16 | 72 | 452.96 | 19 | 123 | 586.64
RZAC60G2V1 / FDYBA60AV1 | DAIKIN | Ducted | Single Split System | 6 | 7 | ELIGIBLE | 20 | 69 | 538.9 | 24 | 131 | 709.34
RZAC71G2V1 / FDYBA71AV1 | DAIKIN | Ducted | Single Split System | 7.1 | 8 | ELIGIBLE | 22 | 50 | 559.12 | 26 | 123 | 743.86
RZAV50C2V1 / FHA50CAVMA | DAIKIN | Non Ducted | Single Split System | 5 | 6 | INELIGIBLE | 0 | 0 | 0 | 0 | 0 | 0
RZAV60C2V1 / FHA60CAVMA | DAIKIN | Non Ducted | Single Split System | 6 | 7.1 | INELIGIBLE | 0 | 0 | 0 | 0 | 0 | 0
RZAV50C2V1 / FBA50BAVMA | DAIKIN | Ducted | Single Split System | 5 | 6 | INELIGIBLE | 0 | 0 | 0 | 0 | 0 | 0
RZAV60C2V1 / FBA60BAVMA | DAIKIN | Ducted | Single Split System | 6 | 7.1 | INELIGIBLE | 0 | 0 | 0 | 0 | 0 | 0
RZAC71C2V1 / FBA71BVMA | DAIKIN | Ducted | Single Split System | 7.1 | 8 | INELIGIBLE | 0 | 0 | 0 | 0 | 0 | 0
RZAC71E2VM / FFA71BVM | DAIKIN | Non Ducted | Single Split System | 7.1 | 8 | ELIGIBLE | 21 | 60 | 549.66 | 24 | 125 | 701.54
RZAC25E2VM / FFA25BVM | DAIKIN | Non Ducted | Single Split System | 2.5 | 3.2 | INELIGIBLE | 0 | 0 | 0 | 0 | 0 | 0
RZAC35E2VM / FFA35BVM | DAIKIN | Non Ducted | Single Split System | 3.5 | 4.2 | INELIGIBLE | 0 | 0 | 0 | 0 | 0 | 0
RZAC50E2VM / FFA50BVM | DAIKIN | Non Ducted | Single Split System | 5 | 6 | ELIGIBLE | 17 | 131 | 552.12 | 19 | 176 | 655.54
RZAC60E2VM / FFA60BVM | DAIKIN | Non Ducted | Single Split System | 6 | 7.1 | ELIGIBLE | 19 | 107 | 565.84 | 22 | 162 | 704.72
DRXF25T2VMA / DTXF25T2VMA | DAIKIN | Non Ducted | Single Split System | 2.5 | 3 | INELIGIBLE | 0 | 0 | 0 | 0 | 0 | 0
DRXF35T2VMA / DTXF35T2VMA | DAIKIN | Non Ducted | Single Split System | 3.5 | 3.7 | INELIGIBLE | 0 | 0 | 0 | 0 | 0 | 0
DRXF50T2VMA / DTXF50T2VMA | DAIKIN | Non Ducted | Single Split System | 5 | 5.2 | INELIGIBLE | 0 | 0 | 0 | 0 | 0 | 0
DRXF60T2VMA / DTXF60T2VMA | DAIKIN | Non Ducted | Single Split System | 6 | 6.5 | INELIGIBLE | 0 | 0 | 0 | 0 | 0 | 0
DRXF71T2VMA / DTXF71T2VMA | DAIKIN | Non Ducted | Single Split System | 7.1 | 8 | INELIGIBLE | 0 | 0 | 0 | 0 | 0 | 0
RXJ25T2VMA / FTXJ25T2VMAK | DAIKIN | Non Ducted | Single Split System | 2.5 | 3.2 | INELIGIBLE | 0 | 0 | 0 | 0 | 0 | 0
RXJ25T2VMA / FTXJ25T2VMAW | DAIKIN | Non Ducted | Single Split System | 2.5 | 3.2 | INELIGIBLE | 0 | 0 | 0 | 0 | 0 | 0
RXJ25T2VMA / FTXJ25T2VMA* | DAIKIN | Non Ducted | Single Split System | 2.5 | 3.2 | INELIGIBLE | 0 | 0 | 0 | 0 | 0 | 0
RXJ35T2VMA / FTXJ35T2VMAW | DAIKIN | Non Ducted | Single Split System | 3.5 | 3.7 | INELIGIBLE | 0 | 0 | 0 | 0 | 0 | 0
RXJ35T2VMA / FTXJ35T2VMAK | DAIKIN | Non Ducted | Single Split System | 3.5 | 3.7 | INELIGIBLE | 0 | 0 | 0 | 0 | 0 | 0
RXJ35T2VMA / FTXJ35T2VMA* | DAIKIN | Non Ducted | Single Split System | 3.5 | 3.7 | INELIGIBLE | 0 | 0 | 0 | 0 | 0 | 0
RXJ50T2VMA / FTXJ50T2VMAK | DAIKIN | Non Ducted | Single Split System | 5 | 6 | INELIGIBLE | 0 | 0 | 0 | 0 | 0 | 0
RXJ50T2VMA / FTXJ50T2VMAW | DAIKIN | Non Ducted | Single Split System | 5 | 6 | INELIGIBLE | 0 | 0 | 0 | 0 | 0 | 0
RXJ50T2VMA / FTXJ50T2VMA* | DAIKIN | Non Ducted | Single Split System | 5 | 6 | INELIGIBLE | 0 | 0 | 0 | 0 | 0 | 0
RXJ60T2VMA / FTXJ60T2VMAK | DAIKIN | Non Ducted | Single Split System | 6 | 7.2 | INELIGIBLE | 0 | 0 | 0 | 0 | 0 | 0
RXJ60T2VMA / FTXJ60T2VMAW | DAIKIN | Non Ducted | Single Split System | 6 | 7.2 | INELIGIBLE | 0 | 0 | 0 | 0 | 0 | 0
RXJ60T2VMA / FTXJ60T2VMA* | DAIKIN | Non Ducted | Single Split System | 6 | 7.2 | INELIGIBLE | 0 | 0 | 0 | 0 | 0 | 0
RXS25R2V1A / FVXS25R2V1A | DAIKIN | Non Ducted | Single Split System | 2.46 | 2.9 | INELIGIBLE | 0 | 0 | 0 | 0 | 0 | 0
RXS35R2V1A / FVXS35R2V1A | DAIKIN | Non Ducted | Single Split System | 3.5 | 4.52 | INELIGIBLE | 0 | 0 | 0 | 0 | 0 | 0
RXS45R2V1A / FVXS45R2V1A | DAIKIN | Non Ducted | Single Split System | 4.5 | 5.56 | INELIGIBLE | 0 | 0 | 0 | 0 | 0 | 0
RXS50R2V1A / FVXS50R2V1A | DAIKIN | Non Ducted | Single Split System | 5 | 5.8 | ELIGIBLE | 16 | 77 | 459.46 | 19 | 123 | 586.64
RXS60L2VMA / FVXS60L2VMA | DAIKIN | Non Ducted | Single Split System | 6 | 7 | INELIGIBLE | 0 | 0 | 0 | 0 | 0 | 0
RXS71L2VMA / FVXS71L2VMA | DAIKIN | Non Ducted | Single Split System | 7.1 | 7.65 | INELIGIBLE | 0 | 0 | 0 | 0 | 0 | 0
RZAV50C2V1 / FCTA50AVMA | DAIKIN | Non Ducted | Single Split System | 5 | 6 | INELIGIBLE | 0 | 0 | 0 | 0 | 0 | 0
RZAV60C2V1 / FCTA60AVMA | DAIKIN | Non Ducted | Single Split System | 6 | 7.1 | ELIGIBLE | 21 | 128 | 638.06 | 24 | 183 | 776.94
RZAV71C2V1 / FCTA71AVMA | DAIKIN | Non Ducted | Single Split System | 7.1 | 8 | INELIGIBLE | 0 | 0 | 0 | 0 | 0 | 0
RZAV71C2Y1 / FCTA71AVMA | DAIKIN | Non Ducted | Single Split System | 7.1 | 8 | INELIGIBLE | 0 | 0 | 0 | 0 | 0 | 0
RZAV85C2V1 / FCTA85AVMA | DAIKIN | Non Ducted | Single Split System | 8.5 | 10 | ELIGIBLE | 28 | 189 | 874.58 | 32 | 267 | 1065.82
RZAV85C2Y1 / FCTA85AVMA | DAIKIN | Non Ducted | Single Split System | 8.5 | 10 | ELIGIBLE | 28 | 189 | 874.58 | 32 | 267 | 1065.82
RZAV100F2V1 / FCTA100AVMA | DAIKIN | Non Ducted | Single Split System | 10 | 12 | ELIGIBLE | 40 | 252 | 1226 | 46 | 354 | 1493.36
RZAV100F2Y1 / FCTA100AVMA | DAIKIN | Non Ducted | Single Split System | 10 | 12 | ELIGIBLE | 40 | 252 | 1226 | 46 | 354 | 1493.36
RZAV125F2V1 / FCTA125AVMA | DAIKIN | Non Ducted | Single Split System | 12.5 | 15 | ELIGIBLE | 48 | 232 | 1379.68 | 55 | 360 | 1703.3
RZAV125F2Y1 / FCTA125AVMA | DAIKIN | Non Ducted | Single Split System | 12.5 | 15 | ELIGIBLE | 48 | 232 | 1379.68 | 55 | 360 | 1703.3
RZAV140F2V1 / FCTA140AVMA | DAIKIN | Non Ducted | Single Split System | 14 | 16.5 | ELIGIBLE | 53 | 240 | 1502.38 | 60 | 384 | 1846.8
RZAV140F2Y1 / FCTA140AVMA | DAIKIN | Non Ducted | Single Split System | 14 | 16.5 | ELIGIBLE | 53 | 240 | 1502.38 | 60 | 384 | 1846.8
RZAV71C2V1 / FHA71CVMA | DAIKIN | Non Ducted | Single Split System | 7.1 | 8 | INELIGIBLE | 0 | 0 | 0 | 0 | 0 | 0
RZAV71C2Y1 / FHA71CVMA | DAIKIN | Non Ducted | Single Split System | 7.1 | 8 | INELIGIBLE | 0 | 0 | 0 | 0 | 0 | 0
RZAV85C2V1 / FHA85CVMA | DAIKIN | Non Ducted | Single Split System | 8.5 | 10 | INELIGIBLE | 0 | 0 | 0 | 0 | 0 | 0
RZAV85C2Y1 / FHA85CVMA | DAIKIN | Non Ducted | Single Split System | 8.5 | 10 | INELIGIBLE | 0 | 0 | 0 | 0 | 0 | 0
RZAV100F2V1 / FHA100CVMA | DAIKIN | Non Ducted | Single Split System | 10 | 12 | ELIGIBLE | 37 | 132 | 1002.62 | 43 | 235 | 1271.28
RZAV100F2Y1 / FHA100CVMA | DAIKIN | Non Ducted | Single Split System | 10 | 12 | ELIGIBLE | 37 | 132 | 1002.62 | 43 | 235 | 1271.28
RZAV125F2V1 / FHA125CVMA | DAIKIN | Non Ducted | Single Split System | 12.5 | 15 | ELIGIBLE | 44 | 111 | 1132.54 | 51 | 239 | 1456.16
RZAV125F2Y1 / FHA125CVMA | DAIKIN | Non Ducted | Single Split System | 12.5 | 15 | ELIGIBLE | 44 | 111 | 1132.54 | 51 | 239 | 1456.16
RZAV140F2V1 / FHA140CVMA | DAIKIN | Non Ducted | Single Split System | 14 | 16.5 | ELIGIBLE | 48 | 114 | 1226.28 | 56 | 257 | 1591.86
RZAV140F2Y1 / FHA140CVMA | DAIKIN | Non Ducted | Single Split System | 14 | 16.5 | ELIGIBLE | 48 | 114 | 1226.28 | 56 | 257 | 1591.86
RZA71C2V1 / FDYUAN71AV1 | DAIKIN | Ducted | Single Split System | 7.1 | 7.5 | INELIGIBLE | 0 | 0 | 0 | 0 | 0 | 0
RZA71C2Y1 / FDYUAN71AV1 | DAIKIN | Ducted | Single Split System | 7.1 | 7.5 | INELIGIBLE | 0 | 0 | 0 | 0 | 0 | 0
RZA125C2V1 / FDYUAN125AV1 | DAIKIN | Ducted | Single Split System | 12.5 | 15 | INELIGIBLE | 0 | 0 | 0 | 0 | 0 | 0
RZA125C2Y1 / FDYUAN125AV1 | DAIKIN | Ducted | Single Split System | 12.5 | 15 | INELIGIBLE | 0 | 0 | 0 | 0 | 0 | 0
RZA160C2V1 / FDYUAN160AV1 | DAIKIN | Ducted | Single Split System | 15.5 | 18 | INELIGIBLE | 0 | 0 | 0 | 0 | 0 | 0
RZA160C2Y1 / FDYUAN160AV1 | DAIKIN | Ducted | Single Split System | 15.5 | 18 | INELIGIBLE | 0 | 0 | 0 | 0 | 0 | 0
RZAS71C2V1 / FDYUA71AV1 | DAIKIN | Ducted | Single Split System | 7.1 | 7.5 | INELIGIBLE | 0 | 0 | 0 | 0 | 0 | 0
RZAS125C2V1 / FDYUA125AV1 | DAIKIN | Ducted | Single Split System | 12.5 | 15 | INELIGIBLE | 0 | 0 | 0 | 0 | 0 | 0
RZAS160C2V1 / FDYUA160AV1 | DAIKIN | Ducted | Single Split System | 16 | 18 | ELIGIBLE | 46 | 92 | 1152.76 | 55 | 256 | 1568.1
RXM50R5V1B / FVXM50A3V1B9 | DAIKIN | Non Ducted | Single Split System | 5 | 5.8 | INELIGIBLE | 0 | 0 | 0 | 0 | 0 | 0
RXM50R2V1B | DAIKIN | Non Ducted | Single Split System | 5 | 5.8 | INELIGIBLE | 0 | 0 | 0 | 0 | 0 | 0
RXM50R5V1B / FVXM50A2V1B | DAIKIN | Non Ducted | Single Split System | 5 | 5.8 | INELIGIBLE | 0 | 0 | 0 | 0 | 0 | 0
RXM50R5V1B / FVXM50A3V1B | DAIKIN | Non Ducted | Single Split System | 5 | 5.8 | INELIGIBLE | 0 | 0 | 0 | 0 | 0 | 0
RXM50R2V1B / FVXM50A3V1B | DAIKIN | Non Ducted | Single Split System | 5 | 5.8 | INELIGIBLE | 0 | 0 | 0 | 0 | 0 | 0
RXM50R2V1B / FVXM50A2V1B | DAIKIN | Non Ducted | Single Split System | 5 | 5.8 | INELIGIBLE | 0 | 0 | 0 | 0 | 0 | 0
RXM35R5V1B9 / FVXM35A3V1B9 | DAIKIN | Non Ducted | Single Split System | 3.4 | 4.5 | INELIGIBLE | 0 | 0 | 0 | 0 | 0 | 0
RXM35R5V1B9 / FVXM35A3V1B | DAIKIN | Non Ducted | Single Split System | 3.4 | 4.5 | INELIGIBLE | 0 | 0 | 0 | 0 | 0 | 0
RXM35R5V1B / FVXM35A2V1B | DAIKIN | Non Ducted | Single Split System | 3.4 | 4.5 | INELIGIBLE | 0 | 0 | 0 | 0 | 0 | 0
RXM35R5V1B9 / FVXM35A2V1B | DAIKIN | Non Ducted | Single Split System | 3.4 | 4.5 | INELIGIBLE | 0 | 0 | 0 | 0 | 0 | 0
RXM35R5V1B | DAIKIN | Non Ducted | Single Split System | 3.4 | 4.5 | INELIGIBLE | 0 | 0 | 0 | 0 | 0 | 0
RXM25R5V1B9 / FVXM25A3V1B | DAIKIN | Non Ducted | Single Split System | 2.4 | 3.4 | INELIGIBLE | 0 | 0 | 0 | 0 | 0 | 0
RXM25R5V1B / FVXM25A2V1B | DAIKIN | Non Ducted | Single Split System | 2.4 | 3.4 | INELIGIBLE | 0 | 0 | 0 | 0 | 0 | 0
RXM25R5V1B9 / FVXM25A2V1B | DAIKIN | Non Ducted | Single Split System | 2.4 | 3.4 | INELIGIBLE | 0 | 0 | 0 | 0 | 0 | 0
RXM25R5V1B | DAIKIN | Non Ducted | Single Split System | 2.4 | 3.4 | INELIGIBLE | 0 | 0 | 0 | 0 | 0 | 0
RXM25R5V1B9 / FVXM25A3V1B9 | DAIKIN | Non Ducted | Single Split System | 2.4 | 3.4 | INELIGIBLE | 0 | 0 | 0 | 0 | 0 | 0
RXM25R5V1B / FVXM25A3V1B9 | DAIKIN | Non Ducted | Single Split System | 2.4 | 3.4 | INELIGIBLE | 0 | 0 | 0 | 0 | 0 | 0
RZYQ7T2Y1 / FDYQ180LCV1 | DAIKIN | Ducted | Single Split System | 18 | 20 | INELIGIBLE | 0 | 0 | 0 | 0 | 0 | 0
RZYQ7TA2Y1 / FDYQ180LCV1 | DAIKIN | Ducted | Single Split System | 18 | 20 | INELIGIBLE | 0 | 0 | 0 | 0 | 0 | 0
RZAV50CV1 / FCTA50AVMA | DAIKIN | Non Ducted | Single Split System | 5 | 6 | INELIGIBLE | 0 | 0 | 0 | 0 | 0 | 0
RZAV60CV1 / FCTA60AVMA | DAIKIN | Non Ducted | Single Split System | 6 | 7.1 | ELIGIBLE | 27 | 128 | 772.82 | 29 | 183 | 889.24
RZAV71CV1 / FCTA71AVMA | DAIKIN | Non Ducted | Single Split System | 7.1 | 8 | INELIGIBLE | 0 | 0 | 0 | 0 | 0 | 0
RZAV71CY1 / FCTA71AVMA | DAIKIN | Non Ducted | Single Split System | 7.1 | 8 | INELIGIBLE | 0 | 0 | 0 | 0 | 0 | 0
RZAV85CV1 / FCTA85AVMA | DAIKIN | Non Ducted | Single Split System | 8.5 | 10 | INELIGIBLE | 0 | 0 | 0 | 0 | 0 | 0
RZAV85CY1 / FCTA85AVMA | DAIKIN | Non Ducted | Single Split System | 8.5 | 10 | ELIGIBLE | 28 | 189 | 874.58 | 32 | 267 | 1065.82
RZAV100FV1 / FCTA100AVMA | DAIKIN | Non Ducted | Single Split System | 10 | 12 | ELIGIBLE | 48 | 252 | 1405.68 | 54 | 354 | 1673.04
RZAV100FY1 / FCTA100AVMA | DAIKIN | Non Ducted | Single Split System | 10 | 12 | ELIGIBLE | 47 | 252 | 1383.22 | 53 | 354 | 1650.58
RZAV125FV1 / FCTA125AVMA | DAIKIN | Non Ducted | Single Split System | 12.5 | 15 | INELIGIBLE | 0 | 0 | 0 | 0 | 0 | 0
RZAV125FY1 / FCTA125AVMA | DAIKIN | Non Ducted | Single Split System | 12.5 | 15 | ELIGIBLE | 48 | 232 | 1379.68 | 56 | 360 | 1725.76
RZAV140FV1 / FCTA140AVMA | DAIKIN | Non Ducted | Single Split System | 14 | 16.5 | ELIGIBLE | 53 | 240 | 1502.38 | 61 | 384 | 1869.26
RZAV140FY1 / FCTA140AVMA | DAIKIN | Non Ducted | Single Split System | 14 | 16.5 | ELIGIBLE | 53 | 240 | 1502.38 | 61 | 384 | 1869.26
RZYQ7TY1 / FDYQ180LCV1 | DAIKIN | Ducted | Single Split System | 18 | 20 | INELIGIBLE | 0 | 0 | 0 | 0 | 0 | 0
RZYQ8TY1 / FDYQ200LCV1 | DAIKIN | Ducted | Single Split System | 20 | 22.4 | INELIGIBLE | 0 | 0 | 0 | 0 | 0 | 0
RZYQ10TY1 / FDYQ250LCV1 | DAIKIN | Ducted | Single Split System | 24 | 26.8 | INELIGIBLE | 0 | 0 | 0 | 0 | 0 | 0
RXM20YVMA / FTXM20YVMA | DAIKIN | Non Ducted | Single Split System | 2.2 | 2.7 | ELIGIBLE | 7 | 54 | 227.42 | 8 | 72 | 273.28
RXM25YVMA / FTXM25YVMA | DAIKIN | Non Ducted | Single Split System | 2.5 | 3.2 | ELIGIBLE | 8 | 64 | 262.88 | 10 | 84 | 333.8
RXM35YVMA / FTXM35YVMA | DAIKIN | Non Ducted | Single Split System | 3.5 | 3.7 | ELIGIBLE | 10 | 46 | 284.4 | 11 | 74 | 343.26
RZAS71C2V1 / FDYUA71AV19 | DAIKIN | Ducted | Single Split System | 7.1 | 7.5 | ELIGIBLE | 22 | 115 | 643.62 | 25 | 188 | 805.9
RZAS85C2V1 / FDYA85AV19 | DAIKIN | Ducted | Single Split System | 8.5 | 10 | ELIGIBLE | 27 | 116 | 757.22 | 32 | 203 | 982.62
RZAS125C2V1 / FDYUA125AV19 | DAIKIN | Ducted | Single Split System | 12.5 | 15 | ELIGIBLE | 41 | 172 | 1144.46 | 49 | 300 | 1490.54
RZAS160C2V1 / FDYUA160AV19 | DAIKIN | Ducted | Single Split System | 16 | 18 | ELIGIBLE | 49 | 92 | 1220.14 | 58 | 256 | 1635.48
RZAS140C2V1 / FDYA140AV19 | DAIKIN | Ducted | Single Split System | 14 | 16.5 | ELIGIBLE | 46 | 173 | 1258.06 | 54 | 317 | 1624.94
UAYQ60CY1A | DAIKIN | Ducted | Packaged | 16.27 | 15.24 | INELIGIBLE | 0 | 0 | 0 | 0 | 0 | 0
RZAS100C2V1 / FDYA100AV19 | DAIKIN | Ducted | Single Split System | 10 | 12.5 | ELIGIBLE | 33 | 182 | 977.78 | 39 | 285 | 1246.44
UAYQ90CY1A | DAIKIN | Ducted | Packaged | 26.54 | 25.68 | INELIGIBLE | 0 | 0 | 0 | 0 | 0 | 0
UAYN300AFY1A | DAIKIN | Ducted | Packaged | 29.64 | 28.55 | INELIGIBLE | 0 | 0 | 0 | 0 | 0 | 0
UAYQ150CY1A | DAIKIN | Ducted | Packaged | 42.81 | 43.1 | INELIGIBLE | 0 | 0 | 0 | 0 | 0 | 0
UAYQ180CY1A | DAIKIN | Ducted | Packaged | 53.11 | 56.1 | INELIGIBLE | 0 | 0 | 0 | 0 | 0 | 0
UAYQ210CY1A | DAIKIN | Ducted | Packaged | 63.69 | 63.95 | INELIGIBLE | 0 | 0 | 0 | 0 | 0 | 0
RZAS71C2V1 / FDYA71AV19 | DAIKIN | Ducted | Single Split System | 7.1 | 7.5 | ELIGIBLE | 22 | 115 | 643.62 | 25 | 188 | 805.9
RZAS125C2V1 / FDYA125AV19 | DAIKIN | Ducted | Single Split System | 12.5 | 15 | ELIGIBLE | 41 | 172 | 1144.46 | 49 | 300 | 1490.54
RZAS160C2V1 / FDYA160AV19 | DAIKIN | Ducted | Single Split System | 16 | 18 | ELIGIBLE | 49 | 92 | 1220.14 | 58 | 256 | 1635.48
RZAS125CV1 / FDYA125AV1 | DAIKIN | Ducted | Single Split System | 12.5 | 15 | INELIGIBLE | 0 | 0 | 0 | 0 | 0 | 0
RZAS125CV1 / FDYA125AV19 | DAIKIN | Ducted | Single Split System | 12.5 | 15 | INELIGIBLE | 0 | 0 | 0 | 0 | 0 | 0
UAYQ120CY1A | DAIKIN | Ducted | Packaged | 34.4244 | 35.78 | INELIGIBLE | 0 | 0 | 0 | 0 | 0 | 0
RXM45YFVMA / FVXM45YVMA | DAIKIN | Non Ducted | Single Split System | 4.5 | 5.4 | INELIGIBLE | 0 | 0 | 0 | 0 | 0 | 0
RZAS71CV1 / FDYUA71AV1 | DAIKIN | Ducted | Single Split System | 7.1 | 7.5 | INELIGIBLE | 0 | 0 | 0 | 0 | 0 | 0
RZAS71CV1 / FDYUA71AV19 | DAIKIN | Ducted | Single Split System | 7.1 | 7.5 | INELIGIBLE | 0 | 0 | 0 | 0 | 0 | 0
RZAS160CV1 / FDYUA160AV1 | DAIKIN | Ducted | Single Split System | 16 | 18 | ELIGIBLE | 46 | 92 | 1152.76 | 55 | 256 | 1568.1
RZAS160CV1 / FDYUA160AV19 | DAIKIN | Ducted | Single Split System | 16 | 18 | ELIGIBLE | 46 | 92 | 1152.76 | 55 | 256 | 1568.1
RXM50YFVMA / FVXM50YVMA | DAIKIN | Non Ducted | Single Split System | 5 | 6 | ELIGIBLE | 17 | 110 | 524.82 | 20 | 156 | 652
RXM60YFVMA / FVXM60YVMA | DAIKIN | Non Ducted | Single Split System | 6 | 7 | ELIGIBLE | 18 | 60 | 482.28 | 21 | 114 | 619.86
RXM71YFVMA / FVXM71YVMA | DAIKIN | Non Ducted | Single Split System | 6.7 | 8 | ELIGIBLE | 20 | 32 | 490.8 | 24 | 93 | 659.94
RXM25YFVMA / FVXM25YVMA | DAIKIN | Non Ducted | Single Split System | 2.5 | 3.5 | INELIGIBLE | 0 | 0 | 0 | 0 | 0 | 0
RXM35YFVMA / FVXM35YVMA | DAIKIN | Non Ducted | Single Split System | 3.5 | 4.5 | INELIGIBLE | 0 | 0 | 0 | 0 | 0 | 0
RZAS125CV1 / FDYUA125AV1 | DAIKIN | Ducted | Single Split System | 12.5 | 15 | INELIGIBLE | 0 | 0 | 0 | 0 | 0 | 0
RZAS125CV1 / FDYUA125AV19 | DAIKIN | Ducted | Single Split System | 12.5 | 15 | INELIGIBLE | 0 | 0 | 0 | 0 | 0 | 0
RWXYQ4AV1/FXSQ100PAVE | DAIKIN | Non Ducted | Single Split System | 11.2 | 12.5 | INELIGIBLE | 0 | 0 | 0 | 0 | 0 | 0
RWXYQ5AV1/FXSQ125PAVE | DAIKIN | Non Ducted | Single Split System | 14 | 16 | INELIGIBLE | 0 | 0 | 0 | 0 | 0 | 0
RWXYQ3AV1/FXSQ80PAVE | DAIKIN | Non Ducted | Single Split System | 8 | 9 | INELIGIBLE | 0 | 0 | 0 | 0 | 0 | 0
RZAV50CAV1 / FCA50CAVMA | DAIKIN | Non Ducted | Single Split System | 5 | 6 | INELIGIBLE | 0 | 0 | 0 | 0 | 0 | 0
RZAV60CAV1 / FCA60CAVMA | DAIKIN | Non Ducted | Single Split System | 6 | 7.1 | ELIGIBLE | 21 | 128 | 638.06 | 24 | 183 | 776.94
RZAV50CAV1 / FBA50BAVMA | DAIKIN | Ducted | Single Split System | 5 | 6 | INELIGIBLE | 0 | 0 | 0 | 0 | 0 | 0
RZAV60CAV1 / FBA60BAVMA | DAIKIN | Ducted | Single Split System | 6 | 7.1 | INELIGIBLE | 0 | 0 | 0 | 0 | 0 | 0
RZAV50CAV1 / FHA50CAVMA | DAIKIN | Non Ducted | Single Split System | 5 | 6 | INELIGIBLE | 0 | 0 | 0 | 0 | 0 | 0
RZAV60CAV1 / FHA60CAVMA | DAIKIN | Non Ducted | Single Split System | 6 | 7.1 | INELIGIBLE | 0 | 0 | 0 | 0 | 0 | 0
RXC50AAV1A / FTXC50AV1A | DAIKIN | Non Ducted | Single Split System | 5 | 6 | INELIGIBLE | 0 | 0 | 0 | 0 | 0 | 0
RXC60AAV1A / FTXC60AV1A | DAIKIN | Non Ducted | Single Split System | 6 | 7.1 | INELIGIBLE | 0 | 0 | 0 | 0 | 0 | 0
RZA50CAV1 / FDYAN50AV1 | DAIKIN | Ducted | Single Split System | 5 | 6 | INELIGIBLE | 0 | 0 | 0 | 0 | 0 | 0
RZA60CAV1 / FDYAN60AV1 | DAIKIN | Ducted | Single Split System | 6 | 7 | INELIGIBLE | 0 | 0 | 0 | 0 | 0 | 0
RZA71CAV1 / FDYAN71AV1 | DAIKIN | Ducted | Single Split System | 7.1 | 7.5 | INELIGIBLE | 0 | 0 | 0 | 0 | 0 | 0
RZAC50GAV1 / FDYBA50AV1 | DAIKIN | Ducted | Single Split System | 5 | 6 | ELIGIBLE | 16 | 72 | 452.96 | 19 | 123 | 586.64
RZAC60GAV1 / FDYBA60AV1 | DAIKIN | Ducted | Single Split System | 6 | 7 | ELIGIBLE | 20 | 69 | 538.9 | 24 | 131 | 709.34
RZAV50CAV1 / FCTA50AVMA | DAIKIN | Non Ducted | Single Split System | 5 | 6 | INELIGIBLE | 0 | 0 | 0 | 0 | 0 | 0
RZAV60CAV1 / FCTA60AVMA | DAIKIN | Non Ducted | Single Split System | 6 | 7.1 | ELIGIBLE | 21 | 128 | 638.06 | 24 | 183 | 776.94
RZA71CAV1 / FDYUAN71AV1 | DAIKIN | Ducted | Single Split System | 7.1 | 7.5 | INELIGIBLE | 0 | 0 | 0 | 0 | 0 | 0
RZAC71CAV1 / FCA71CAVMA | DAIKIN | Non Ducted | Single Split System | 7.1 | 8 | INELIGIBLE | 0 | 0 | 0 | 0 | 0 | 0
RZAC71CAV1 / FBA71BVMA | DAIKIN | Ducted | Single Split System | 7.1 | 8 | INELIGIBLE | 0 | 0 | 0 | 0 | 0 | 0
UAYN180AFY1A | DAIKIN | Ducted | Packaged | 17.43 | 17.23 | INELIGIBLE | 0 | 0 | 0 | 0 | 0 | 0
RZQ200MY1 / FDYQN200LCV1 | DAIKIN | Ducted | Single Split System | 19.5 | 22.4 | INELIGIBLE | 0 | 0 | 0 | 0 | 0 | 0
RZQ250LY1 / FDYQN250LBV1 | DAIKIN | Ducted | Single Split System | 23.5 | 26.8 | INELIGIBLE | 0 | 0 | 0 | 0 | 0 | 0
RZYQ8TAY1 / FDYQ200LCV1 | DAIKIN | Ducted | Single Split System | 20 | 22.4 | INELIGIBLE | 0 | 0 | 0 | 0 | 0 | 0
RZYQ10TAY1 / FDYQ250LCV1 | DAIKIN | Ducted | Single Split System | 24 | 26.8 | INELIGIBLE | 0 | 0 | 0 | 0 | 0 | 0
RZYQ7TAY1 / FDYQ180LCV1 | DAIKIN | Ducted | Single Split System | 18 | 20 | INELIGIBLE | 0 | 0 | 0 | 0 | 0 | 0
RZQ180MY1 / FDYQN180LCV1 | DAIKIN | Ducted | Single Split System | 18 | 20 | INELIGIBLE | 0 | 0 | 0 | 0 | 0 | 0
RZAC25EVM / FFA25AVM | DAIKIN | Non Ducted | Single Split System | 2.5 | 3.2 | INELIGIBLE | 0 | 0 | 0 | 0 | 0 | 0
RZAC35EVM / FFA35AVM | DAIKIN | Non Ducted | Single Split System | 3.5 | 4.2 | INELIGIBLE | 0 | 0 | 0 | 0 | 0 | 0
RZAC50EVM / FFA50AVM | DAIKIN | Non Ducted | Single Split System | 5 | 6 | ELIGIBLE | 17 | 131 | 552.12 | 19 | 176 | 655.54
RZAC60EVM / FFA60AVM | DAIKIN | Non Ducted | Single Split System | 6 | 7.1 | ELIGIBLE | 19 | 107 | 565.84 | 22 | 162 | 704.72
RZAC71EVM / FFA71AVM | DAIKIN | Non Ducted | Single Split System | 7.1 | 8 | ELIGIBLE | 21 | 60 | 549.66 | 24 | 125 | 701.54
RZAS180DY1 / FDYA180AV1 | DAIKIN | Ducted | Single Split System | 18 | 20 | ELIGIBLE | 59 | 212 | 1600.74 | 69 | 396 | 2064.54
RZAS200DY1 / FDYA200AV1 | DAIKIN | Ducted | Single Split System | 20 | 22.4 | ELIGIBLE | 64 | 151 | 1633.74 | 75 | 356 | 2147.3
RZA50CV1 / FDYAN50AV1 | DAIKIN | Ducted | Single Split System | 5 | 6 | INELIGIBLE | 0 | 0 | 0 | 0 | 0 | 0
RZA60CV1 / FDYAN60AV1 | DAIKIN | Ducted | Single Split System | 6 | 7 | INELIGIBLE | 0 | 0 | 0 | 0 | 0 | 0
RZA71CV1 / FDYAN71AV1 | DAIKIN | Ducted | Single Split System | 7.1 | 7.5 | INELIGIBLE | 0 | 0 | 0 | 0 | 0 | 0
RZA85CV1 / FDYAN85AV1 | DAIKIN | Ducted | Single Split System | 8.5 | 10 | INELIGIBLE | 0 | 0 | 0 | 0 | 0 | 0
RZA100CV1 / FDYAN100AV1 | DAIKIN | Ducted | Single Split System | 10 | 12.5 | INELIGIBLE | 0 | 0 | 0 | 0 | 0 | 0
RZA125CV1 / FDYAN125AV1 | DAIKIN | Ducted | Single Split System | 12.5 | 15 | INELIGIBLE | 0 | 0 | 0 | 0 | 0 | 0
RZA140CV1 / FDYAN140AV1 | DAIKIN | Ducted | Single Split System | 14 | 16.5 | INELIGIBLE | 0 | 0 | 0 | 0 | 0 | 0
RZA160CV1 / FDYAN160AV1 | DAIKIN | Ducted | Single Split System | 15.5 | 18 | INELIGIBLE | 0 | 0 | 0 | 0 | 0 | 0
RXV46UVMA / FTXV46UVMA | Daikin | Non Ducted | Single Split System | 4.6 | 4.7 | ELIGIBLE | 13 | 61 | 371.28 | 15 | 103 | 470.8
RZAS71CV1 / FDYA71AV1 | DAIKIN | Ducted | Single Split System | 7.1 | 7.5 | INELIGIBLE | 0 | 0 | 0 | 0 | 0 | 0
RZAS71CV1 / FDYA71AV19 | DAIKIN | Ducted | Single Split System | 7.1 | 7.5 | INELIGIBLE | 0 | 0 | 0 | 0 | 0 | 0
RZAS85CV1 / FDYA85AV19 | DAIKIN | Ducted | Single Split System | 8.5 | 10 | INELIGIBLE | 0 | 0 | 0 | 0 | 0 | 0
RZAS85CV1 / FDYA85AV1 | DAIKIN | Ducted | Single Split System | 8.5 | 10 | INELIGIBLE | 0 | 0 | 0 | 0 | 0 | 0
RZAS100CV1 / FDYA100AV19 | DAIKIN | Ducted | Single Split System | 10 | 12.5 | ELIGIBLE | 33 | 182 | 977.78 | 39 | 285 | 1246.44
RZAS100CV1 / FDYA100AV1 | DAIKIN | Ducted | Single Split System | 10 | 12.5 | ELIGIBLE | 33 | 182 | 977.78 | 39 | 285 | 1246.44
RZAS140CV1 / FDYA140AV1 | DAIKIN | Ducted | Single Split System | 14 | 16.5 | ELIGIBLE | 43 | 173 | 1190.68 | 51 | 317 | 1557.56
RZAS140CV1 / FDYA140AV19 | DAIKIN | Ducted | Single Split System | 14 | 16.5 | ELIGIBLE | 43 | 173 | 1190.68 | 51 | 317 | 1557.56
RZAS160CV1 / FDYA160AV1 | DAIKIN | Ducted | Single Split System | 16 | 18 | ELIGIBLE | 46 | 92 | 1152.76 | 55 | 256 | 1568.1
RZAS160CV1 / FDYA160AV19 | DAIKIN | Ducted | Single Split System | 16 | 18 | ELIGIBLE | 46 | 92 | 1152.76 | 55 | 256 | 1568.1
RZA71CY1 / FDYAN71AV1 | DAIKIN | Ducted | Single Split System | 7.1 | 7.5 | INELIGIBLE | 0 | 0 | 0 | 0 | 0 | 0
RZA85CY1 / FDYAN85AV1 | DAIKIN | Ducted | Single Split System | 8.5 | 10 | INELIGIBLE | 0 | 0 | 0 | 0 | 0 | 0
RZA100CY1 / FDYAN100AV1 | DAIKIN | Ducted | Single Split System | 10 | 12.5 | INELIGIBLE | 0 | 0 | 0 | 0 | 0 | 0
RZA125CY1 / FDYAN125AV1 | DAIKIN | Ducted | Single Split System | 12.5 | 15 | INELIGIBLE | 0 | 0 | 0 | 0 | 0 | 0
RZA140CY1 / FDYAN140AV1 | DAIKIN | Ducted | Single Split System | 14 | 16.5 | INELIGIBLE | 0 | 0 | 0 | 0 | 0 | 0
RZA160CY1 / FDYAN160AV1 | DAIKIN | Ducted | Single Split System | 15.5 | 18 | INELIGIBLE | 0 | 0 | 0 | 0 | 0 | 0
RXV20UVMA / FTXV20UVMA | DAIKIN | Non Ducted | Single Split System | 2 | 2.7 | INELIGIBLE | 0 | 0 | 0 | 0 | 0 | 0
RXV25UVMA / FTXV25UVMA | DAIKIN | Non Ducted | Single Split System | 2.5 | 3.2 | ELIGIBLE | 8 | 48 | 242.08 | 9 | 68 | 290.54
RXV35UVMA / FTXV35UVMA | DAIKIN | Non Ducted | Single Split System | 3.5 | 3.7 | INELIGIBLE | 0 | 0 | 0 | 0 | 0 | 0
RXV46UVMA / FTXV46UVMA | DAIKIN | Non Ducted | Single Split System | 4.6 | 4.7 | ELIGIBLE | 13 | 61 | 371.28 | 15 | 103 | 470.8
RXV50UVMA / FTXV50UVMA | DAIKIN | Non Ducted | Single Split System | 5 | 6 | ELIGIBLE | 18 | 80 | 508.28 | 20 | 126 | 613
RXV60UVMA / FTXV60UVMA | DAIKIN | Non Ducted | Single Split System | 6 | 7.2 | ELIGIBLE | 20 | 66 | 535 | 23 | 120 | 672.58
RXV71UVMA / FTXV71UVMA | DAIKIN | Non Ducted | Single Split System | 7.1 | 8 | ELIGIBLE | 22 | 63 | 576.02 | 25 | 128 | 727.9
RXF25WVMA / FTXF25WVMA | DAIKIN | Non Ducted | Single Split System | 2.5 | 3 | INELIGIBLE | 0 | 0 | 0 | 0 | 0 | 0
RXF35WVMA / FTXF35WVMA | DAIKIN | Non Ducted | Single Split System | 3.5 | 3.7 | INELIGIBLE | 0 | 0 | 0 | 0 | 0 | 0
RXF46WVMA / FTXF46WVMA | DAIKIN | Non Ducted | Single Split System | 4.6 | 4.7 | INELIGIBLE | 0 | 0 | 0 | 0 | 0 | 0
RXF50WVMA / FTXF50WVMA | DAIKIN | Non Ducted | Single Split System | 5 | 5.2 | INELIGIBLE | 0 | 0 | 0 | 0 | 0 | 0
RXF60WVMA / FTXF60WVMA | DAIKIN | Non Ducted | Single Split System | 6 | 6.5 | INELIGIBLE | 0 | 0 | 0 | 0 | 0 | 0
RXF71WVMA / FTXF71WVMA | DAIKIN | Non Ducted | Single Split System | 7.1 | 8 | ELIGIBLE | 21 | 19 | 496.36 | 24 | 83 | 646.94
RXF20WVMA / FTXF20WVMA | DAIKIN | Non Ducted | Single Split System | 2 | 2.5 | INELIGIBLE | 0 | 0 | 0 | 0 | 0 | 0
RXV25WVMA / FTXV25WVMA | DAIKIN | Non Ducted | Single Split System | 2.5 | 3.2 | ELIGIBLE | 8 | 57 | 253.78 | 9 | 77 | 302.24
RZAS180DV1 / FDYA180AV1 | DAIKIN | Ducted | Single Split System | 18 | 20 | ELIGIBLE | 59 | 191 | 1573.44 | 69 | 376 | 2038.54
WAC-09H-WH | Devanti | Non Ducted | Window Wall | 2.7 | 2.4 | INELIGIBLE | 0 | 0 | 0 | 0 | 0 | 0
GDPAC32RC | Dimplex | Non Ducted | Portable | 3.3 | 2.9 | INELIGIBLE | 0 | 0 | 0 | 0 | 0 | 0
DPRC40-U | Dimplex | Non Ducted | Portable | 4 | 4 | INELIGIBLE | 0 | 0 | 0 | 0 | 0 | 0
DCES18B | DIMPLEX | Non Ducted | Single Split System | 5.25 | 5.4 | INELIGIBLE | 0 | 0 | 0 | 0 | 0 | 0
DPRC35ECO | Dimplex | Non Ducted | Portable | 3.25 | 2.81 | INELIGIBLE | 0 | 0 | 0 | 0 | 0 | 0
DPRC20ECO-A | Dimplex | Non Ducted | Portable | 2.05 | 1.77 | INELIGIBLE | 0 | 0 | 0 | 0 | 0 | 0
DPRC26ECO-A | Dimplex | Non Ducted | Portable | 2.637 | 2.14 | INELIGIBLE | 0 | 0 | 0 | 0 | 0 | 0
DPRC29ECO-B | Dimplex | Non Ducted | Portable | 2.93 | 2.49 | INELIGIBLE | 0 | 0 | 0 | 0 | 0 | 0
DPRC41ECO-C | Dimplex | Non Ducted | Portable | 4.1 | 3.37 | INELIGIBLE | 0 | 0 | 0 | 0 | 0 | 0
DCB09 | DIMPLEX | Non Ducted | Window Wall | 2.7 | 2.4 | INELIGIBLE | 0 | 0 | 0 | 0 | 0 | 0
DCB14 | DIMPLEX | Non Ducted | Window Wall | 4.2 | 3.6 | INELIGIBLE | 0 | 0 | 0 | 0 | 0 | 0
ISR-35P-OUT/ISR-35P-IND | Domain | Non Ducted | Single Split System | 3.5 | 4.5 | INELIGIBLE | 0 | 0 | 0 | 0 | 0 | 0
ISR-72P-OUT/ISR-72P-IND | Domain | Non Ducted | Single Split System | 7.2 | 7.2 | ELIGIBLE | 21 | 99 | 600.36 | 24 | 165 | 753.54
ISR-52P-OUT/ISR-52P-IND | Domain | Non Ducted | Single Split System | 5.2 | 5.2 | ELIGIBLE | 15 | 63 | 418.8 | 17 | 111 | 526.12
ISR-26P-OUT/ISR-26P-IND | Domain | Non Ducted | Single Split System | 2.64 | 4.05 | INELIGIBLE | 0 | 0 | 0 | 0 | 0 | 0
WAM-27B | Domain | Non Ducted | Window Wall | 2.7 | 2.4 | INELIGIBLE | 0 | 0 | 0 | 0 | 0 | 0
WAM-42B | Domain | Non Ducted | Window Wall | 4.2 | 3.6 | INELIGIBLE | 0 | 0 | 0 | 0 | 0 | 0
ISR-26Q-OUT/ISR-26Q-IND | Domain | Non Ducted | Single Split System | 2.64 | 3.3 | ELIGIBLE | 8 | 47 | 240.78 | 9 | 69 | 291.84
ISR-35Q-OUT/ISR-35Q-IND | Domain | Non Ducted | Single Split System | 3.53 | 3.65 | ELIGIBLE | 9 | 28 | 238.54 | 11 | 56 | 319.86
ISR-53Q-OUT/ISR-53Q-IND | Domain | Non Ducted | Single Split System | 5.3 | 5.3 | ELIGIBLE | 16 | 102 | 491.96 | 19 | 150 | 621.74
ISR-72Q-OUT/ISR-72Q-IND | Domain | Non Ducted | Single Split System | 7.2 | 7.3 | ELIGIBLE | 21 | 43 | 527.56 | 24 | 108 | 679.44
YWD-08HD/FC-3 | DualVent | Non Ducted | Unitary double duct wall mounted | 2.35 | 2.63 | INELIGIBLE | 0 | 0 | 0 | 0 | 0 | 0
YWD-08HD/FC-3-W | DualVent | Non Ducted | Unitary double duct wall mounted | 2.35 | 2.63 | INELIGIBLE | 0 | 0 | 0 | 0 | 0 | 0
YWD1-08HD/FC-3-W | DualVent | Non Ducted | Unitary double duct wall mounted | 2.35 | 2.63 | INELIGIBLE | 0 | 0 | 0 | 0 | 0 | 0
DualVent | DualVent | Non Ducted | Unitary double duct wall mounted | 2.35 | 2.63 | INELIGIBLE | 0 | 0 | 0 | 0 | 0 | 0
EFKT210 | EcoFlow | Non Ducted | Portable | 1.5 | 1.8 | INELIGIBLE | 0 | 0 | 0 | 0 | 0 | 0
EG-SSS-28-ND | EcoGenius | Non Ducted | Single Split System | 2.8 | 2.65 | ELIGIBLE | 7 | 68 | 245.62 | 8 | 90 | 296.68
ACSS76 | Emerald | Non Ducted | Single Split System | 7.6 | 9.6 | ELIGIBLE | 28 | 177 | 858.98 | 32 | 247 | 1039.82
ACSS99 | Emerald | Non Ducted | Single Split System | 9.9 | 11.5 | ELIGIBLE | 33 | 235 | 1046.68 | 38 | 325 | 1275.98
ACSS50 | Emerald Energy | Non Ducted | Single Split System | 5 | 5.3 | ELIGIBLE | 16 | 95 | 482.86 | 18 | 141 | 587.58
ACSS25 | Emerald Energy | Non Ducted | Single Split System | 2.5 | 3.2 | ELIGIBLE | 8 | 48 | 242.08 | 9 | 68 | 290.54
ACSS72 | Emerald Energy | Non Ducted | Single Split System | 7.2 | 7.5 | ELIGIBLE | 22 | 117 | 646.22 | 25 | 183 | 799.4
ACSS35 | Emerald Energy | Non Ducted | Single Split System | 3.5 | 3.7 | ELIGIBLE | 9 | 43 | 258.04 | 11 | 71 | 339.36
ACR160U/ACR160D | Emerald Energy | Ducted | Single Split System | 16 | 18.9 | ELIGIBLE | 52 | 114 | 1316.12 | 61 | 278 | 1731.46
ERS-AC28F01 | ERS tech | Non Ducted | Single Split System | 2.8 | 2.65 | ELIGIBLE | 7 | 68 | 245.62 | 8 | 90 | 296.68
ERS-AC52F01 | ERS tech | Non Ducted | Single Split System | 5.2 | 5.2 | ELIGIBLE | 15 | 63 | 418.8 | 17 | 111 | 526.12
ERS-AC72F01 | ERS tech | Non Ducted | Single Split System | 7.2 | 7.2 | ELIGIBLE | 21 | 99 | 600.36 | 24 | 165 | 753.54
ERS-AC82F01 | ERS tech | Non Ducted | Single Split System | 8.2 | 8.5 | ELIGIBLE | 24 | 73 | 633.94 | 28 | 147 | 819.98
EUR-9000FX | EUROMATIC | Non Ducted | Single Split System | 2.69 | 2.6 | INELIGIBLE | 0 | 0 | 0 | 0 | 0 | 0
EUR-9000WAC1 | EUROMATIC | Non Ducted | Window Wall | 2.6 | 2.4 | INELIGIBLE | 0 | 0 | 0 | 0 | 0 | 0
EUR-26SPLIT | EUROMATIC | Non Ducted | Single Split System | 2.64 | 4.05 | INELIGIBLE | 0 | 0 | 0 | 0 | 0 | 0
EUR-9000WAC2 | EUROMATIC | Non Ducted | Window Wall | 2.7 | 2.4 | INELIGIBLE | 0 | 0 | 0 | 0 | 0 | 0
EPA58041RWB | Excelair | Non Ducted | Portable | 4.1 | 3.3 | INELIGIBLE | 0 | 0 | 0 | 0 | 0 | 0
AOTH18KBTA/AUTH18KVLA | FUJITSU | Non Ducted | Single Split System | 5 | 6 | INELIGIBLE | 0 | 0 | 0 | 0 | 0 | 0
AOTH12KBTA/AUTH12KVLA | FUJITSU | Non Ducted | Single Split System | 3.5 | 4 | INELIGIBLE | 0 | 0 | 0 | 0 | 0 | 0
AOTH09KBTA/AUTH09KVLA | FUJITSU | Non Ducted | Single Split System | 2.5 | 3.2 | INELIGIBLE | 0 | 0 | 0 | 0 | 0 | 0
AOTH18KBTA/ARTH18KLLAP | FUJITSU | Ducted | Single Split System | 5 | 6 | ELIGIBLE | 16 | 69 | 449.06 | 19 | 120 | 582.74
AOTH18KBTA/ARTH18KSLAP | FUJITSU | Ducted | Single Split System | 5 | 6 | INELIGIBLE | 0 | 0 | 0 | 0 | 0 | 0
AOTH12KBTA/ARTH12KLLAP | FUJITSU | Ducted | Single Split System | 3.5 | 4 | ELIGIBLE | 11 | 59 | 323.76 | 13 | 94 | 414.18
AOTH12KBTA/ARTH12KSLAP | FUJITSU | Ducted | Single Split System | 3.5 | 4 | INELIGIBLE | 0 | 0 | 0 | 0 | 0 | 0
AOTH09KBTA/ARTH09KLLAP | FUJITSU | Ducted | Single Split System | 2.5 | 3.2 | ELIGIBLE | 9 | 58 | 277.54 | 10 | 83 | 332.5
AOTH09KBTA/ARTH09KSLAP | FUJITSU | Ducted | Single Split System | 2.5 | 3.2 | ELIGIBLE | 8 | 49 | 243.38 | 10 | 74 | 320.8
AOTG14KVCA/AGTG14KVCA | FUJITSU | Non Ducted | Single Split System | 4.2 | 5.2 | ELIGIBLE | 14 | 60 | 392.44 | 16 | 98 | 486.76
AOTG12KVCA/AGTG12KVCA | FUJITSU | Non Ducted | Single Split System | 3.5 | 4.5 | INELIGIBLE | 0 | 0 | 0 | 0 | 0 | 0
AOTG09KVCA/AGTG09KVCA | FUJITSU | Non Ducted | Single Split System | 2.5 | 3.5 | ELIGIBLE | 8 | 45 | 238.18 | 9 | 65 | 286.64
AOTH24KBTA/ARTH24KMTAP | FUJITSU | Ducted | Single Split System | 7.1 | 8 | INELIGIBLE | 0 | 0 | 0 | 0 | 0 | 0
AOTH18KBTA/ARTH18KMTAP | FUJITSU | Ducted | Single Split System | 5 | 6 | ELIGIBLE | 17 | 72 | 475.42 | 20 | 123 | 609.1
AOTH24KCTA/ARTH24KMTAP | FUJITSU | Ducted | Single Split System | 7.1 | 8 | ELIGIBLE | 23 | 130 | 685.58 | 27 | 203 | 870.32
AOTH30KBTA/ARTH30KMTAP | FUJITSU | Ducted | Single Split System | 8.5 | 10 | ELIGIBLE | 27 | 42 | 661.02 | 32 | 129 | 886.42
AOTH36KBTA/ARTH36KMTAP | FUJITSU | Ducted | Single Split System | 10 | 11.2 | INELIGIBLE | 0 | 0 | 0 | 0 | 0 | 0
AOTH45KBTA/ARTH45KMTAP | FUJITSU | Ducted | Single Split System | 12.5 | 14 | INELIGIBLE | 0 | 0 | 0 | 0 | 0 | 0
AOTH54KBTA/ARTH54KMTAP | FUJITSU | Ducted | Single Split System | 13 | 15 | ELIGIBLE | 38 | -34 | 853.48 | 45 | 98 | 1138.1
AOTH30KCTA/ARTH30KMTAP | FUJITSU | Ducted | Single Split System | 8.5 | 10 | ELIGIBLE | 29 | 142 | 835.94 | 34 | 230 | 1062.64
AOTH07KNCA/ASTH07KNCA | FUJITSU | Non Ducted | Single Split System | 2 | 2.5 | ELIGIBLE | 6 | 19 | 159.46 | 7 | 35 | 202.72
AOTH12KNCA/ASTH12KNCA | FUJITSU | Non Ducted | Single Split System | 3.4 | 4 | INELIGIBLE | 0 | 0 | 0 | 0 | 0 | 0
AOTH09KNCA / ASTH09KNCA | FUJITSU | Non Ducted | Single Split System | 2.5 | 3.2 | ELIGIBLE | 8 | 27 | 214.78 | 9 | 47 | 263.24
AOTH14KNCA/ASTH14KNCA | FUJITSU | Non Ducted | Single Split System | 4.2 | 4.7 | ELIGIBLE | 14 | 22 | 343.04 | 16 | 60 | 437.36
AOTH18KNTA/ASTH18KNTA | FUJITSU | Non Ducted | Single Split System | 5 | 5.2 | ELIGIBLE | 15 | 33 | 379.8 | 17 | 79 | 484.52
AOTH22KNTA/ASTH22KNTA | FUJITSU | Non Ducted | Single Split System | 6 | 6.5 | INELIGIBLE | 0 | 0 | 0 | 0 | 0 | 0
AOTH24KNTA/ASTH24KNTA | FUJITSU | Non Ducted | Single Split System | 7.1 | 8 | ELIGIBLE | 22 | 1 | 495.42 | 26 | 66 | 669.76
AOTH24KBTA/ARTH24KHTA | FUJITSU | Ducted | Single Split System | 7.1 | 8 | ELIGIBLE | 22 | 44 | 551.32 | 26 | 117 | 736.06
AOTH30KBTA/ARTH30KHTA | FUJITSU | Ducted | Single Split System | 8.5 | 10 | ELIGIBLE | 28 | 116 | 779.68 | 33 | 203 | 1005.08
AOTH30KCTA/ARTH30KHTA | FUJITSU | Ducted | Single Split System | 8.5 | 10 | ELIGIBLE | 29 | 166 | 867.14 | 34 | 253 | 1092.54
AOTH36KBTA/ARTH36KHTA | FUJITSU | Ducted | Single Split System | 10 | 11.2 | ELIGIBLE | 31 | 43 | 752.16 | 36 | 145 | 997.06
AOTH36KCTA/ARTH36KHTA | FUJITSU | Ducted | Single Split System | 10 | 12.5 | ELIGIBLE | 36 | 185 | 1049.06 | 42 | 288 | 1317.72
AOTH36KRTA/ARTH36KHTA | FUJITSU | Ducted | Single Split System | 10 | 11.2 | ELIGIBLE | 31 | 43 | 752.16 | 36 | 145 | 997.06
AOTH45KBTA/ARTH45KHTA | FUJITSU | Ducted | Single Split System | 12.5 | 14 | ELIGIBLE | 40 | 68 | 986.8 | 46 | 196 | 1287.96
AOTH45KCTA/ARTH45KHTA | FUJITSU | Ducted | Single Split System | 12.5 | 15 | ELIGIBLE | 43 | 178 | 1197.18 | 50 | 306 | 1520.8
AOTH45KRTA/ARTH45KHTA | FUJITSU | Ducted | Single Split System | 12.5 | 14 | ELIGIBLE | 40 | 68 | 986.8 | 46 | 196 | 1287.96
AOTH54KBTA/ARTH54KHTA | FUJITSU | Ducted | Single Split System | 14 | 15.5 | ELIGIBLE | 41 | -36 | 920.86 | 49 | 106 | 1238.34
AOTH54KCTA/ARTH54KHTA | FUJITSU | Ducted | Single Split System | 14 | 16.5 | ELIGIBLE | 45 | 179 | 1243.4 | 53 | 323 | 1610.28
AOTH54KRTA/ARTH54KHTA | FUJITSU | Ducted | Single Split System | 14 | 15.5 | ELIGIBLE | 41 | -36 | 920.86 | 49 | 106 | 1238.34
AOTH60KBTA/ARTH60KHTA | FUJITSU | Ducted | Single Split System | 15.5 | 18 | ELIGIBLE | 47 | 17 | 1077.72 | 56 | 176 | 1486.56
AOTH60KCTA/ARTH60KHTB | FUJITSU | Ducted | Single Split System | 16 | 18 | ELIGIBLE | 49 | 101 | 1231.84 | 58 | 265 | 1647.18
AOTH60KRTA/ARTH60KHTA | FUJITSU | Ducted | Single Split System | 15.5 | 18 | ELIGIBLE | 47 | 17 | 1077.72 | 56 | 176 | 1486.56
AOTH24KMTD/ASTH24KMTD | FUJITSU | Non Ducted | Single Split System | 7.1 | 8 | ELIGIBLE | 22 | 37 | 542.22 | 26 | 101 | 715.26
AOTH07KMCD/ASTH07KMCD | FUJITSU | Non Ducted | Single Split System | 2 | 2.8 | ELIGIBLE | 7 | 43 | 213.12 | 8 | 59 | 256.38
AOTH09KMCD/ASTH09KMCD | FUJITSU | Non Ducted | Single Split System | 2.5 | 3.2 | ELIGIBLE | 8 | 45 | 238.18 | 9 | 65 | 286.64
AOTH12KMCD/ASTH12KMCD | FUJITSU | Non Ducted | Single Split System | 3.5 | 3.7 | ELIGIBLE | 9 | 28 | 238.54 | 11 | 56 | 319.86
AOTH14KMCD/ASTH14KMCD | FUJITSU | Non Ducted | Single Split System | 4.2 | 5.4 | ELIGIBLE | 15 | 45 | 395.4 | 17 | 84 | 491.02
AOTH18KMTD/ASTH18KMTD | FUJITSU | Non Ducted | Single Split System | 5 | 6 | ELIGIBLE | 18 | 116 | 555.08 | 21 | 162 | 682.26
AOTH22KMTD/ASTH22KMTD | FUJITSU | Non Ducted | Single Split System | 6 | 7.2 | ELIGIBLE | 20 | 84 | 558.4 | 23 | 138 | 695.98
AOTH30KNTA/ASTH30KNTA | FUJITSU | Non Ducted | Single Split System | 8.5 | 9 | ELIGIBLE | 27 | 44 | 663.62 | 31 | 121 | 853.56
AOTH34KNTA/ASTH34KNTA | FUJITSU | Non Ducted | Single Split System | 9.5 | 10.3 | ELIGIBLE | 29 | 68 | 739.74 | 33 | 154 | 941.38
AOTH30KMTD/ASTH30KMTD | FUJITSU | Non Ducted | Single Split System | 8.5 | 9 | ELIGIBLE | 27 | 44 | 663.62 | 31 | 121 | 853.56
AOTH34KMTD/ASTH34KMTD | FUJITSU | Non Ducted | Single Split System | 9.5 | 10.3 | ELIGIBLE | 29 | 68 | 739.74 | 33 | 154 | 941.38
AOTH18KBTA/ABTH18KRTA | FUJITSU | Non Ducted | Single Split System | 5 | 6 | INELIGIBLE | 0 | 0 | 0 | 0 | 0 | 0
AOTH24KBTA/ABTH24KRTA | FUJITSU | Non Ducted | Single Split System | 7.1 | 8 | ELIGIBLE | 22 | -19 | 494.12 | 25 | 45 | 620
AOTH30KBTA/ABTH30KRTA | FUJITSU | Non Ducted | Single Split System | 8.5 | 10 | INELIGIBLE | 0 | 0 | 0 | 0 | 0 | 0
AOTH36KBTA/ABTH36KRTA | FUJITSU | Non Ducted | Single Split System | 10 | 11.2 | ELIGIBLE | 32 | 34 | 762.92 | 37 | 136 | 1007.82
AOTH45KBTA/ABTH45KRTA | FUJITSU | Non Ducted | Single Split System | 12.5 | 14 | ELIGIBLE | 39 | -31 | 875.94 | 46 | 96 | 1157.96
AOTH54KBTA/ABTH54KRTA | FUJITSU | Non Ducted | Single Split System | 13 | 15.5 | ELIGIBLE | 54 | -34 | 1212.84 | 62 | 98 | 1519.92
AOTH24KBTA/AUTH24KRTA | FUJITSU | Non Ducted | Single Split System | 7.1 | 8 | ELIGIBLE | 22 | 16 | 514.92 | 26 | 81 | 689.26
AOTH30KBTA/AUTH30KRTA | FUJITSU | Non Ducted | Single Split System | 8.5 | 10 | ELIGIBLE | 28 | 74 | 725.08 | 32 | 151 | 915.02
AOTH36KBTA/AUTH36KRTA | FUJITSU | Non Ducted | Single Split System | 10 | 11.2 | ELIGIBLE | 32 | 34 | 762.92 | 37 | 136 | 1007.82
AOTH45KBTA/AUTH45KRTA | FUJITSU | Non Ducted | Single Split System | 12.5 | 14 | ELIGIBLE | 41 | 42 | 975.46 | 48 | 170 | 1299.08
AOTH54KBTA/AUTH54KRTA | FUJITSU | Non Ducted | Single Split System | 13 | 15.5 | ELIGIBLE | 40 | 45 | 956.9 | 48 | 178 | 1309.48
AOTH36KRTA/AUTH36KRTA | FUJITSU | Non Ducted | Single Split System | 10 | 11.2 | ELIGIBLE | 32 | 34 | 762.92 | 37 | 136 | 1007.82
AOTH45KRTA/AUTH45KRTA | FUJITSU | Non Ducted | Single Split System | 12.5 | 14 | ELIGIBLE | 41 | 42 | 975.46 | 48 | 170 | 1299.08
AOTH54KRTA/AUTH54KRTA | FUJITSU | Non Ducted | Single Split System | 13 | 15.5 | ELIGIBLE | 40 | 45 | 956.9 | 48 | 178 | 1309.48
AOTH36KRTA/ABTH36KRTA | FUJITSU | Non Ducted | Single Split System | 10 | 11.2 | ELIGIBLE | 32 | 34 | 762.92 | 37 | 136 | 1007.82
AOTH45KRTA/ABTH45KRTA | FUJITSU | Non Ducted | Single Split System | 12.5 | 14 | ELIGIBLE | 39 | -31 | 875.94 | 46 | 96 | 1157.96
AOTH54KRTA/ABTH54KRTA | FUJITSU | Non Ducted | Single Split System | 13 | 15.5 | ELIGIBLE | 39 | -34 | 875.94 | 46 | 98 | 1160.56
AOTH24KBTB/AUTH24KVLA | FUJITSU | Non Ducted | Single Split System | 7.1 | 8 | INELIGIBLE | 0 | 0 | 0 | 0 | 0 | 0
AOTH24KMTE/ASTH24KMTE | FUJITSU | Non Ducted | Single Split System | 7.1 | 8 | ELIGIBLE | 23 | 1 | 517.88 | 26 | 66 | 669.76
AOTG09LBCB/AUTG09LVLB | FUJITSU | Non Ducted | Single Split System | 2.6 | 3.5 | INELIGIBLE | 0 | 0 | 0 | 0 | 0 | 0
AOTH65KBTA/ARTH65KHTA | FUJITSU | Ducted | Single Split System | 18 | 20 | ELIGIBLE | 55 | 58 | 1310.7 | 65 | 242 | 1774.5
AOTH65KRTA/ARTH65KHTA | FUJITSU | Ducted | Single Split System | 18 | 20 | ELIGIBLE | 55 | 58 | 1310.7 | 65 | 242 | 1774.5
AOTH72KRTA/ARTH72KHTA | FUJITSU | Ducted | Single Split System | 20 | 22.4 | ELIGIBLE | 61 | 86 | 1481.86 | 72 | 291 | 1995.42
AOTH90KRTA/ARTH90KHTA | FUJITSU | Ducted | Single Split System | 22.4 | 25 | INELIGIBLE | 0 | 0 | 0 | 0 | 0 | 0
AOTG14LUCB/ASTG14LUCB | FUJITSU GENERAL | Non Ducted | Single Split System | 4.2 | 5.4 | INELIGIBLE | 0 | 0 | 0 | 0 | 0 | 0
AOTG22LVCC/ASTG22LVCC | FUJITSU GENERAL | Non Ducted | Single Split System | 6.3 | 7.2 | INELIGIBLE | 0 | 0 | 0 | 0 | 0 | 0
AOTG09KMTC/ASTG09KMTC | FUJITSU GENERAL | Non Ducted | Single Split System | 2.5 | 3.2 | ELIGIBLE | 8 | 45 | 238.18 | 9 | 65 | 286.64
AOTG12KMTC/ASTG12KMTC | FUJITSU GENERAL | Non Ducted | Single Split System | 3.5 | 3.7 | ELIGIBLE | 9 | 19 | 226.84 | 11 | 47 | 308.16
AOTG18KMTC/ASTG18KMTC | FUJITSU GENERAL | Non Ducted | Single Split System | 5 | 6 | ELIGIBLE | 18 | 116 | 555.08 | 20 | 162 | 659.8
AOTG22KMTC/ASTG22KMTC | FUJITSU GENERAL | Non Ducted | Single Split System | 6 | 7.2 | ELIGIBLE | 20 | 84 | 558.4 | 23 | 138 | 695.98
AOTG24KMTC/ASTG24KMTC | FUJITSU GENERAL | Non Ducted | Single Split System | 7.1 | 8 | ELIGIBLE | 22 | 37 | 542.22 | 26 | 101 | 715.26
AOTG30KMTC/ASTG30KMTC | FUJITSU GENERAL | Non Ducted | Single Split System | 8.5 | 9 | INELIGIBLE | 0 | 0 | 0 | 0 | 0 | 0
AOTG34KMTC/ASTG34KMTC | FUJITSU GENERAL | Non Ducted | Single Split System | 9.4 | 10.3 | INELIGIBLE | 0 | 0 | 0 | 0 | 0 | 0
AOTG09LBCA/ARTG09LLLB | FUJITSU GENERAL | Ducted | Single Split System | 2.6 | 3.5 | INELIGIBLE | 0 | 0 | 0 | 0 | 0 | 0
AOTG09LBCB/ARTG09LLLB | FUJITSU GENERAL | Ducted | Single Split System | 2.6 | 3.5 | INELIGIBLE | 0 | 0 | 0 | 0 | 0 | 0
AOTG12LBCA/ARTG12LLLB | FUJITSU GENERAL | Ducted | Single Split System | 3.5 | 4.5 | INELIGIBLE | 0 | 0 | 0 | 0 | 0 | 0
AOTG18LACC/ARTG18LLTA | FUJITSU GENERAL | Ducted | Single Split System | 5.2 | 6 | ELIGIBLE | 16 | 67 | 446.46 | 19 | 120 | 582.74
AOTG24LATC/ARTG24LMLC | FUJITSU GENERAL | Ducted | Single Split System | 7.1 | 8 | INELIGIBLE | 0 | 0 | 0 | 0 | 0 | 0
AOTG36LBTA/ARTG36LHTDP | FUJITSU GENERAL | Ducted | Single Split System | 10 | 11.2 | INELIGIBLE | 0 | 0 | 0 | 0 | 0 | 0
AOTG45LBTB/ARTG45LHTDP | FUJITSU GENERAL | Ducted | Single Split System | 11.5 | 14 | INELIGIBLE | 0 | 0 | 0 | 0 | 0 | 0
AOTG54LBTB/ARTG54LHTDP | FUJITSU GENERAL | Ducted | Single Split System | 13 | 16 | ELIGIBLE | 40 | 81 | 1003.7 | 48 | 214 | 1356.28
AOTG30LATL/ARTG30LHTA | FUJITSU GENERAL | Ducted | Single Split System | 9 | 11.2 | INELIGIBLE | 0 | 0 | 0 | 0 | 0 | 0
AOTG30LBTC/ARTG30LHTA | FUJITSU GENERAL | Ducted | Single Split System | 8.5 | 10 | INELIGIBLE | 0 | 0 | 0 | 0 | 0 | 0
AOTG36LATL/ARTG36LHTA | FUJITSU GENERAL | Ducted | Single Split System | 10.5 | 12.1 | ELIGIBLE | 32 | 61 | 798.02 | 38 | 169 | 1073.18
AOTG36LBTC/ARTG36LHTA | FUJITSU GENERAL | Ducted | Single Split System | 10 | 12.5 | INELIGIBLE | 0 | 0 | 0 | 0 | 0 | 0
AOTG45LATL/ARTG45LHTA | FUJITSU GENERAL | Ducted | Single Split System | 12.5 | 14 | ELIGIBLE | 37 | 0 | 831.02 | 44 | 128 | 1154.64
AOTG45LBTC/ARTG45LHTA | FUJITSU GENERAL | Ducted | Single Split System | 11.5 | 14 | INELIGIBLE | 0 | 0 | 0 | 0 | 0 | 0
AOTG54LCTL/ARTG54LHTC | FUJITSU GENERAL | Ducted | Single Split System | 14 | 16 | INELIGIBLE | 0 | 0 | 0 | 0 | 0 | 0
AOTG45LBTA/ARTG45LDTA | FUJITSU GENERAL | Ducted | Single Split System | 12.5 | 14 | INELIGIBLE | 0 | 0 | 0 | 0 | 0 | 0
AOTG60LBTA/ARTG60LDTA | FUJITSU GENERAL | Ducted | Single Split System | 15.8 | 18 | INELIGIBLE | 0 | 0 | 0 | 0 | 0 | 0
AOTG36LATT/ARTG36LHTB | FUJITSU GENERAL | Ducted | Single Split System | 10.5 | 12.1 | INELIGIBLE | 0 | 0 | 0 | 0 | 0 | 0
AOTG45LATT/ARTG45LHTB | FUJITSU GENERAL | Ducted | Single Split System | 12.5 | 14 | INELIGIBLE | 0 | 0 | 0 | 0 | 0 | 0
AOTG60LATT/ARTG60LHTA | FUJITSU GENERAL | Ducted | Single Split System | 15 | 18 | INELIGIBLE | 0 | 0 | 0 | 0 | 0 | 0
AOTA72LALT/ARTC72LATU | FUJITSU GENERAL | Ducted | Single Split System | 20.3 | 22.6 | INELIGIBLE | 0 | 0 | 0 | 0 | 0 | 0
AOTA90LALT/ARTC90LATU | FUJITSU GENERAL | Ducted | Single Split System | 25 | 28 | INELIGIBLE | 0 | 0 | 0 | 0 | 0 | 0
AOTA36LCTL/AUTA36LCLU | FUJITSU GENERAL | Non Ducted | Single Split System | 10 | 11.2 | ELIGIBLE | 32 | 84 | 827.92 | 38 | 187 | 1096.58
AOTA45LCTL/AUTA45LCLU | FUJITSU GENERAL | Non Ducted | Single Split System | 12.5 | 14 | INELIGIBLE | 0 | 0 | 0 | 0 | 0 | 0
AOTG30KBTA/AUTG30KRLA | FUJITSU GENERAL | Non Ducted | Single Split System | 8.5 | 10 | INELIGIBLE | 0 | 0 | 0 | 0 | 0 | 0
AOTG36KBTA/AUTG36KRLA | FUJITSU GENERAL | Non Ducted | Single Split System | 10 | 11.2 | ELIGIBLE | 34 | 164 | 976.84 | 39 | 267 | 1223.04
AOTG45KBTA/AUTG45KRLA | FUJITSU GENERAL | Non Ducted | Single Split System | 12.5 | 14 | ELIGIBLE | 39 | 42 | 930.54 | 45 | 170 | 1231.7
AOTG54KBTA/AUTG54KRLA | FUJITSU GENERAL | Non Ducted | Single Split System | 13 | 16 | ELIGIBLE | 42 | 45 | 1001.82 | 50 | 178 | 1354.4
AOTG54LATT/AUTG54LRLA | FUJITSU GENERAL | Non Ducted | Single Split System | 14 | 16 | ELIGIBLE | 40 | 46 | 958.2 | 48 | 189 | 1323.78
AOTV09LAC/AGTV09LAC | FUJITSU GENERAL | Non Ducted | Single Split System | 2.6 | 3.5 | INELIGIBLE | 0 | 0 | 0 | 0 | 0 | 0
AOTG18LACC / ABTG18LVTA | FUJITSU GENERAL | Non Ducted | Single Split System | 5.2 | 6 | INELIGIBLE | 0 | 0 | 0 | 0 | 0 | 0
AOTG24LATC / ABTG24LVTC | FUJITSU GENERAL | Non Ducted | Single Split System | 7.1 | 8 | INELIGIBLE | 0 | 0 | 0 | 0 | 0 | 0
AOTA30LGTL/ABTA30LBT | FUJITSU GENERAL | Non Ducted | Single Split System | 8.5 | 10 | INELIGIBLE | 0 | 0 | 0 | 0 | 0 | 0
AOTA36LCTL/ABTA36LAT | FUJITSU GENERAL | Non Ducted | Single Split System | 10 | 11.2 | INELIGIBLE | 0 | 0 | 0 | 0 | 0 | 0
AOTG18LACC/AUTG18LVLA | FUJITSU GENERAL | Non Ducted | Single Split System | 5.2 | 6 | INELIGIBLE | 0 | 0 | 0 | 0 | 0 | 0
AOTG24LATC/AUTG24LVLC | FUJITSU GENERAL | Non Ducted | Single Split System | 7.1 | 8 | INELIGIBLE | 0 | 0 | 0 | 0 | 0 | 0
AOTG24LBCA/ARTG24LHTDP | FUJITSU GENERAL | Ducted | Single Split System | 7.1 | 8 | INELIGIBLE | 0 | 0 | 0 | 0 | 0 | 0
HAS2505 | GALAXY AIR | Non Ducted | Single Split System | 2.64 | 2.9 | ELIGIBLE | 8 | 56 | 252.48 | 9 | 77 | 302.24
HAS3505 | GALAXY AIR | Non Ducted | Single Split System | 3.5 | 4 | INELIGIBLE | 0 | 0 | 0 | 0 | 0 | 0
HAS5005 | GALAXY AIR | Non Ducted | Single Split System | 5.2 | 5.2 | ELIGIBLE | 16 | 99 | 488.06 | 18 | 146 | 594.08
HAS7005 | GALAXY AIR | Non Ducted | Single Split System | 7.04 | 8.2 | INELIGIBLE | 0 | 0 | 0 | 0 | 0 | 0
HAS8005 | GALAXY AIR | Non Ducted | Single Split System | 8 | 8.4 | INELIGIBLE | 0 | 0 | 0 | 0 | 0 | 0
GWH24 | General Climate | Non Ducted | Single Split System | 7.1 | 7.1 | ELIGIBLE | 20 | 84 | 558.4 | 23 | 149 | 710.28
GWH09 | General Climate | Non Ducted | Single Split System | 2.5 | 3 | INELIGIBLE | 0 | 0 | 0 | 0 | 0 | 0
GWH18 | General Climate | Non Ducted | Single Split System | 5.2 | 5.6 | ELIGIBLE | 16 | 78 | 460.76 | 18 | 125 | 566.78
GPPAC250 | Goldair | Non Ducted | Portable | 2.9 | 2.4 | INELIGIBLE | 0 | 0 | 0 | 0 | 0 | 0
GPPAC400 | Goldair | Non Ducted | Portable | 4.2 | 2.88 | INELIGIBLE | 0 | 0 | 0 | 0 | 0 | 0
PAC0925 | Goldair | Non Ducted | Portable | 4.2 | 2.88 | INELIGIBLE | 0 | 0 | 0 | 0 | 0 | 0
PAC0930 | Goldair | Non Ducted | Portable | 4.2 | 2.88 | INELIGIBLE | 0 | 0 | 0 | 0 | 0 | 0
PAC0931 | Goldair | Non Ducted | Portable | 4.2 | 2.88 | INELIGIBLE | 0 | 0 | 0 | 0 | 0 | 0
PAC0932 | Goldair | Non Ducted | Portable | 4.2 | 2.88 | INELIGIBLE | 0 | 0 | 0 | 0 | 0 | 0
Goldair 14K PAC | Goldair | Non Ducted | Portable | 4.2 | 2.88 | INELIGIBLE | 0 | 0 | 0 | 0 | 0 | 0
PAC0942 | Goldair | Non Ducted | Portable | 2.637 | 2.14 | INELIGIBLE | 0 | 0 | 0 | 0 | 0 | 0
PAC0941 | Goldair | Non Ducted | Portable | 2.637 | 2.14 | INELIGIBLE | 0 | 0 | 0 | 0 | 0 | 0
GCPAC220 | Goldair | Non Ducted | Portable | 2.64 | 2.05 | INELIGIBLE | 0 | 0 | 0 | 0 | 0 | 0
PAC1014 | Goldair | Non Ducted | Portable | 2.64 | 2.05 | INELIGIBLE | 0 | 0 | 0 | 0 | 0 | 0
GCPAC220 Range | Goldair | Non Ducted | Portable | 2.64 | 2.05 | INELIGIBLE | 0 | 0 | 0 | 0 | 0 | 0
GCPAC350 | Goldair | Non Ducted | Portable | 3.53 | 2.58 | INELIGIBLE | 0 | 0 | 0 | 0 | 0 | 0
GCPAC350W | Goldair | Non Ducted | Portable | 3.53 | 2.58 | INELIGIBLE | 0 | 0 | 0 | 0 | 0 | 0
GPPAC300 | Goldair | Non Ducted | Portable | 3.5 | 2.8 | INELIGIBLE | 0 | 0 | 0 | 0 | 0 | 0
3.5kW H & C PAC | Goldair | Non Ducted | Portable | 3.5 | 2.8 | INELIGIBLE | 0 | 0 | 0 | 0 | 0 | 0
GPPAC410 | Goldair | Non Ducted | Portable | 4.1 | 3.2 | INELIGIBLE | 0 | 0 | 0 | 0 | 0 | 0
PAC1349 | Goldair | Non Ducted | Portable | 4.1 | 3.2 | INELIGIBLE | 0 | 0 | 0 | 0 | 0 | 0
4.1kW Hot & Cold Portable Air Conditioner | Goldair | Non Ducted | Portable | 4.1 | 3.2 | INELIGIBLE | 0 | 0 | 0 | 0 | 0 | 0
FGR20Pd/D1Na-X(Au)(O) / FGR20Pd/D1Na-X(Au)(I) | GREE | Ducted | Single Split System | 20.4 | 22.5 | INELIGIBLE | 0 | 0 | 0 | 0 | 0 | 0
GUD140W/NhB-S / GUD140T/B-S | GREE | Non Ducted | Single Split System | 13.6 | 16 | INELIGIBLE | 0 | 0 | 0 | 0 | 0 | 0
GUD160W/NhB-X / GUD160PHS/B-S | GREE | Ducted | Single Split System | 16 | 18 | ELIGIBLE | 46 | 77 | 1133.26 | 55 | 241 | 1548.6
GUD160W/NhB-X / GUD160PH/B-S | GREE | Ducted | Single Split System | 16 | 18 | ELIGIBLE | 46 | 77 | 1133.26 | 55 | 241 | 1548.6
GWH18QE-K6DNC8A | GREE | Non Ducted | Single Split System | 5.2 | 5.6 | ELIGIBLE | 17 | 117 | 533.92 | 19 | 164 | 639.94
GUD100W/NhB-S / GUD100PHS/B1-S | GREE | Ducted | Single Split System | 10 | 12 | INELIGIBLE | 0 | 0 | 0 | 0 | 0 | 0
GUD100W/NhB-S / GUD100PH/B1-S | GREE | Ducted | Single Split System | 10 | 12 | INELIGIBLE | 0 | 0 | 0 | 0 | 0 | 0
GWH28QE-K6DNA1D/O / GWH28QE-K6DNA1D/I | GREE | Non Ducted | Single Split System | 8 | 9 | ELIGIBLE | 25 | 84 | 670.7 | 29 | 157 | 855.44
GWH28QE-K6DNA1D/O / GWH28QE-K6DNC8D/I | GREE | Non Ducted | Single Split System | 8 | 9 | ELIGIBLE | 25 | 84 | 670.7 | 29 | 157 | 855.44
GWH15QD-K6DNA1A/O / GWH15QD-K6DNC8A/I | GREE | Non Ducted | Single Split System | 4.6 | 4.7 | INELIGIBLE | 0 | 0 | 0 | 0 | 0 | 0
GWH15QD-K6DNA1A/O / GWH15QD-K6DNA1A/I | GREE | Non Ducted | Single Split System | 4.6 | 4.7 | INELIGIBLE | 0 | 0 | 0 | 0 | 0 | 0
GWH32QF-K6DNB2D/O / GWH32QF-K6DNB2D/I | GREE | Non Ducted | Single Split System | 9.4 | 10.3 | ELIGIBLE | 28 | 73 | 723.78 | 32 | 159 | 925.42
GWH32QF-K6DNB2D/O / GWH32QF-K6DNB4D/I | GREE | Non Ducted | Single Split System | 9.4 | 10.3 | ELIGIBLE | 28 | 73 | 723.78 | 32 | 159 | 925.42
GWH32QF-K6DN**D/I / GWH32QF-K6DNB2D/O | GREE | Non Ducted | Single Split System | 9.4 | 10.3 | ELIGIBLE | 28 | 73 | 723.78 | 32 | 159 | 925.42
GWH07AGAXB-K6DNA1A/O / GWH07AGAXB-K6DNA1A/I | GREE | Non Ducted | Single Split System | 2.25 | 2.7 | INELIGIBLE | 0 | 0 | 0 | 0 | 0 | 0
GWH09AGCXB-K6DNA1A/O / GWH09AGCXB-K6DNA1A/I | GREE | Non Ducted | Single Split System | 2.65 | 3.2 | ELIGIBLE | 8 | 44 | 236.88 | 9 | 65 | 286.64
GWH21AGEXF-K6DNA1A/O / GWH21AGEXF-K6DNA1A/I | GREE | Non Ducted | Single Split System | 6.4 | 7.4 | ELIGIBLE | 21 | 132 | 643.26 | 24 | 190 | 786.04
GWH09ABAXD-K6DNC8A/O / GWH09ABAXD-K6DNC8A/I | GREE | Non Ducted | Single Split System | 2.55 | 3.25 | ELIGIBLE | 9 | 52 | 269.74 | 10 | 72 | 318.2
GWH32QFXH-K6DNB2A/O / GWH32QFXH-K6DNB2A/I | GREE | Non Ducted | Single Split System | 9.4 | 10.3 | ELIGIBLE | 31 | 132 | 867.86 | 35 | 217 | 1068.2
GWH12AGCXD-K6DNA1A/O / GWH12AGCXD-K6DNA1A/I | GREE | Non Ducted | Single Split System | 3.517 | 4 | ELIGIBLE | 10 | 38 | 274 | 11 | 67 | 334.16
GWH28AGEXH-K6DNA1A/O / GWH28AGEXH-K6DNA1A/I | GREE | Non Ducted | Single Split System | 8.5 | 9 | ELIGIBLE | 27 | 101 | 737.72 | 31 | 179 | 928.96
GWH09ABAXD-K6DNC8A/O / GWH09ABAXD-K6DNC8A/I | GREE | Non Ducted | Single Split System | 2.55 | 3.25 | ELIGIBLE | 9 | 52 | 269.74 | 10 | 72 | 318.2
GWH24AGEXF-K6DNA1A/O / GWH24AGEXF-K6DNA1A/I | GREE | Non Ducted | Single Split System | 7.1 | 8 | ELIGIBLE | 23 | 107 | 655.68 | 27 | 171 | 828.72
GWH18AGDXE-K6DNA1A/O / GWH18AGDXE-K6DNA1A/I | GREE | Non Ducted | Single Split System | 5 | 6 | ELIGIBLE | 17 | 77 | 481.92 | 20 | 123 | 609.1
GWH18AGDXE-K6DNA1A/O / GWH18AGDXE-K6DNA1A/I | GREE | Non Ducted | Single Split System | 5.2 | 6 | ELIGIBLE | 17 | 99 | 510.52 | 20 | 146 | 639
GWH15QDXE | GREE | Non Ducted | Single Split System | 4.6 | 4.7 | INELIGIBLE | 0 | 0 | 0 | 0 | 0 | 0
GWH15QDXE-K6DNA1A/O / GWH15QDXE-K6DNC8B/I | GREE | Non Ducted | Single Split System | 4.6 | 4.7 | INELIGIBLE | 0 | 0 | 0 | 0 | 0 | 0
GWH15QDXE-K6DNA1A/O / GWH15QDXE-K6DNA1A/I | GREE | Non Ducted | Single Split System | 4.6 | 4.7 | INELIGIBLE | 0 | 0 | 0 | 0 | 0 | 0
GWH21AGEXF-K6DNA1A/O / GWH21QEXF-K6DNC8A/I | GREE | Non Ducted | Single Split System | 6.4 | 7.4 | ELIGIBLE | 21 | 132 | 643.26 | 24 | 190 | 786.04
GWH21AGEXF-K6DNA1A/O / GWH21QEXF-K6DNA1A/I | GREE | Non Ducted | Single Split System | 6.4 | 7.4 | ELIGIBLE | 21 | 132 | 643.26 | 24 | 190 | 786.04
GWH21AGEXF-K6DNA1A/O / GWH21QEXF-K6DN**A/I | GREE | Non Ducted | Single Split System | 6.4 | 7.4 | ELIGIBLE | 21 | 132 | 643.26 | 24 | 190 | 786.04
GWH28AGEXH-K6DNA1A/O / GWH28QEXH-K6DNC8A/I | GREE | Non Ducted | Single Split System | 8.5 | 9 | ELIGIBLE | 27 | 101 | 737.72 | 31 | 179 | 928.96
GWH28AGEXH-K6DNA1A/O / GWH28QEXH-K6DNA1A/I | GREE | Non Ducted | Single Split System | 8.5 | 9 | ELIGIBLE | 27 | 101 | 737.72 | 31 | 179 | 928.96
GWH28AGEXH-K6DNA1A/O / GWH28QEXH-K6DN**A/I | GREE | Non Ducted | Single Split System | 8.5 | 9 | ELIGIBLE | 27 | 101 | 737.72 | 31 | 179 | 928.96
GWH24AGEXF-K6DNA1A/O / GWH24QEXF-K6DNC8A/I | GREE | Non Ducted | Single Split System | 7.1 | 8 | ELIGIBLE | 23 | 107 | 655.68 | 27 | 171 | 828.72
GWH32QFXH-K6DNB2A/O / GWH32QFXH-K6DNB4A/I | GREE | Non Ducted | Single Split System | 9.4 | 10.3 | ELIGIBLE | 31 | 132 | 867.86 | 35 | 217 | 1068.2
GWH24AAEXF-K6DNA1B/O / GWH24AAEXF-K6DN**B/I | GREE | Non Ducted | Single Split System | 7.1 | 7.1 | ELIGIBLE | 20 | 84 | 558.4 | 23 | 149 | 710.28
GWH24AAEXF-K6DNA1B/O / GWH24AAEXF-K6DNA4B /I | GREE | Non Ducted | Single Split System | 7.1 | 7.1 | ELIGIBLE | 20 | 84 | 558.4 | 23 | 149 | 710.28
GWH24AAEXF-K6DNA1B/O / GWH24AAEXF-K6DNA1B /I | GREE | Non Ducted | Single Split System | 7.1 | 7.1 | ELIGIBLE | 20 | 84 | 558.4 | 23 | 149 | 710.28
GWH32QFXH-K6DNB2A/O / GWH32QFXH-K6DNB4A/I | GREE | Non Ducted | Single Split System | 10 | 10.3 | ELIGIBLE | 33 | 147 | 932.28 | 39 | 249 | 1199.64
GWH32QFXH-K6DNB2A/O / GWH32QFXH-K6DNB2A/I | GREE | Non Ducted | Single Split System | 10 | 10.3 | ELIGIBLE | 33 | 147 | 932.28 | 39 | 249 | 1199.64
GWH32QFXH-K6DNB2A/O / GWH32QFXH-K6DNB**/I | GREE | Non Ducted | Single Split System | 10 | 10.3 | ELIGIBLE | 33 | 147 | 932.28 | 39 | 249 | 1199.64
GWH09ABAXD-K6DNC8A/O / GWH09ABAXD-K6DNC8A/I | GREE | Non Ducted | Single Split System | 2.55 | 3.25 | ELIGIBLE | 9 | 52 | 269.74 | 10 | 72 | 318.2
GWH09ABAXD-K6DNC8A/O / GWH09ABAXD-K6DNA1A/I | GREE | Non Ducted | Single Split System | 2.55 | 3.25 | ELIGIBLE | 9 | 52 | 269.74 | 10 | 72 | 318.2
GWH09ABAXD-K6DNC8A/O / GWH09ABAXD-K6DN**A/I | GREE | Non Ducted | Single Split System | 2.55 | 3.25 | ELIGIBLE | 9 | 52 | 269.74 | 10 | 72 | 318.2
GWH28AGEXH-K6DNA1E/O / GWH28QEXH-K6DNA1E/I | GREE | Non Ducted | Single Split System | 8.5 | 9 | ELIGIBLE | 27 | 101 | 737.72 | 31 | 179 | 928.96
GWH28AGEXH-K6DNA1E/O / GWH28QEXH-K6DNC8E/I | GREE | Non Ducted | Single Split System | 8.5 | 9 | ELIGIBLE | 27 | 101 | 737.72 | 31 | 179 | 928.96
GWH28AGEXH-K6DNA1E/O / GWH28QEXH-K6DN**E/I | GREE | Non Ducted | Single Split System | 8.5 | 9 | ELIGIBLE | 27 | 101 | 737.72 | 31 | 179 | 928.96
GWH32QFXH-K6DNB2A/O / GWH32QFXH-K6DNB**/I | GREE | Non Ducted | Single Split System | 10 | 10.3 | ELIGIBLE | 33 | 147 | 932.28 | 39 | 249 | 1199.64
GWH32QFXH-K6DNB2A/O / GWH32QFXH-K6DNB2A/I | GREE | Non Ducted | Single Split System | 10 | 10.3 | ELIGIBLE | 33 | 147 | 932.28 | 39 | 249 | 1199.64
GWH32QFXH-K6DNB2A/O / GWH32QFXH-K6DNB4A/I | GREE | Non Ducted | Single Split System | 10 | 10.3 | ELIGIBLE | 33 | 147 | 932.28 | 39 | 249 | 1199.64
GWH12AACXB-K6DNA1A/O / GWH12AACXB-K6DNA*A/I | GREE | Non Ducted | Single Split System | 3.517 | 3.8 | INELIGIBLE | 0 | 0 | 0 | 0 | 0 | 0
GWH12AACXB-K6DNA1A/O / GWH12AACXB-K6DNA4A/I | GREE | Non Ducted | Single Split System | 3.517 | 3.8 | INELIGIBLE | 0 | 0 | 0 | 0 | 0 | 0
GWH12AACXB-K6DNA1A/O / GWH12AACXB-K6DNA1A/I | GREE | Non Ducted | Single Split System | 3.517 | 3.8 | INELIGIBLE | 0 | 0 | 0 | 0 | 0 | 0
GWH12ABAXD-K6DN**A series | GREE | Non Ducted | Single Split System | 3.517 | 4 | ELIGIBLE | 10 | 38 | 274 | 12 | 67 | 356.62
GWH12ABAXD-K6DNC8A/O / GWH12ABAXD-K6DNA1A/I | GREE | Non Ducted | Single Split System | 3.517 | 4 | ELIGIBLE | 10 | 38 | 274 | 12 | 67 | 356.62
GWH12ABAXD-K6DNC8A/O / GWH12ABAXD-K6DNC8A/I | GREE | Non Ducted | Single Split System | 3.517 | 4 | ELIGIBLE | 10 | 38 | 274 | 12 | 67 | 356.62
GWH09AACXB-K6DN**B series | GREE | Non Ducted | Single Split System | 2.5 | 3 | INELIGIBLE | 0 | 0 | 0 | 0 | 0 | 0
GWH09AACXB-K6DNA1B/O / GWH09AACXB-K6DNA4B/I | GREE | Non Ducted | Single Split System | 2.5 | 3 | INELIGIBLE | 0 | 0 | 0 | 0 | 0 | 0
GWH09AACXB-K6DNA1B/O / GWH09AACXB-K6DNA1B/I | GREE | Non Ducted | Single Split System | 2.5 | 3 | INELIGIBLE | 0 | 0 | 0 | 0 | 0 | 0
GWH32QFXH-K6DNB2A/O / GVH32ALXH-K6DNC7A/I | GREE | Non Ducted | Single Split System | 10 | 10.3 | INELIGIBLE | 0 | 0 | 0 | 0 | 0 | 0
GWH12AGCXD-K6DNA1A/O / GWH12AGCXD-K6DNA2A/I | GREE | Non Ducted | Single Split System | 3.517 | 4 | ELIGIBLE | 10 | 38 | 274 | 11 | 67 | 334.16
GWH18AGDXE-K6DNA1A/O / GWH18AGDXE-K6DNA2A/I | GREE | Non Ducted | Single Split System | 5.2 | 6 | ELIGIBLE | 17 | 99 | 510.52 | 20 | 146 | 639
GWH18QEXF-K6DNC8A/O / GWH18QEXF-K6DN**A/I | GREE | Non Ducted | Single Split System | 5.2 | 5.6 | ELIGIBLE | 17 | 125 | 544.32 | 20 | 173 | 674.1
GWH18QEXF-K6DNC8A/O / GWH18QEXF-K6DNA1A/I | GREE | Non Ducted | Single Split System | 5.2 | 5.6 | ELIGIBLE | 17 | 125 | 544.32 | 20 | 173 | 674.1
GWH18QEXF-K6DNC8A/O / GWH18QEXF-K6DNC8A/I | GREE | Non Ducted | Single Split System | 5.2 | 5.6 | ELIGIBLE | 17 | 125 | 544.32 | 20 | 173 | 674.1
GWH28QEXH-K6DNA1E/O / GWH28QEXH-K6DNC8E/I | GREE | Non Ducted | Single Split System | 8.5 | 9 | ELIGIBLE | 27 | 101 | 737.72 | 31 | 179 | 928.96
GWH28QEXH-K6DNA1E/O / GWH28QEXH-K6DNA1E/I | GREE | Non Ducted | Single Split System | 8.5 | 9 | ELIGIBLE | 27 | 101 | 737.72 | 31 | 179 | 928.96
GWH28QEXH-K6DNA1E/O / GWH28QEXH-K6DN**E/I | GREE | Non Ducted | Single Split System | 8.5 | 9 | ELIGIBLE | 27 | 101 | 737.72 | 31 | 179 | 928.96
GWH24AGEXF-K6DNA1A/O / GWH24QEXF-K6DNA1A/I | GREE | Non Ducted | Single Split System | 7.1 | 8 | ELIGIBLE | 23 | 107 | 655.68 | 27 | 171 | 828.72
GWH18AADXE-K6DNA1A/O / GWH18AADXE-K6DN**A/I | GREE | Non Ducted | Single Split System | 5.2 | 5.6 | ELIGIBLE | 16 | 78 | 460.76 | 18 | 125 | 566.78
GWH18AADXE-K6DNA1A/O / GWH18AADXE-K6DNA4A/I | GREE | Non Ducted | Single Split System | 5.2 | 5.6 | ELIGIBLE | 16 | 78 | 460.76 | 18 | 125 | 566.78
GWH18AADXE-K6DNA1A/O / GWH18AADXE-K6DNA1A/I | GREE | Non Ducted | Single Split System | 5.2 | 5.6 | ELIGIBLE | 16 | 78 | 460.76 | 18 | 125 | 566.78
GJH21AE-K6NRNB3A | GREE | Non Ducted | Window Wall | 6.09 | 5.65 | INELIGIBLE | 0 | 0 | 0 | 0 | 0 | 0
GJH21AE-K6NRNG1A | GREE | Non Ducted | Window Wall | 6.09 | 5.65 | INELIGIBLE | 0 | 0 | 0 | 0 | 0 | 0
GJH21AE-K6NRNP1A | GREE | Non Ducted | Window Wall | 6.09 | 5.65 | INELIGIBLE | 0 | 0 | 0 | 0 | 0 | 0
GJH21AE-K6NRND6A | GREE | Non Ducted | Window Wall | 6.09 | 5.65 | INELIGIBLE | 0 | 0 | 0 | 0 | 0 | 0
GJH21AE-K6NRN**A | GREE | Non Ducted | Window Wall | 6.09 | 5.65 | INELIGIBLE | 0 | 0 | 0 | 0 | 0 | 0
GWH21AGEXF-K6DNA1A/O / GWH21AGEXF-K6DNA1A/I | GREE | Non Ducted | Single Split System | 6.3 | 7.4 | ELIGIBLE | 21 | 122 | 630.26 | 24 | 180 | 773.04
GWH21AGEXF-K6DNA1A/O / GWH21QEXF-K6DNC8A/I | GREE | Non Ducted | Single Split System | 6.3 | 7.4 | ELIGIBLE | 21 | 122 | 630.26 | 24 | 180 | 773.04
GWH21AGEXF-K6DNA1A/O / GWH21QEXF-K6DNA1A/I | GREE | Non Ducted | Single Split System | 6.3 | 7.4 | ELIGIBLE | 21 | 122 | 630.26 | 24 | 180 | 773.04
GWH21AGEXF-K6DNA1A/O / GWH21AGEXF-K6DNA2A/I | GREE | Non Ducted | Single Split System | 6.3 | 7.4 | ELIGIBLE | 21 | 122 | 630.26 | 24 | 180 | 773.04
GUD140W1/NhC-S / GUD140PHS1/C-S | GREE | Ducted | Single Split System | 14 | 16 | ELIGIBLE | 45 | 176 | 1239.5 | 53 | 320 | 1606.38
GUD125W1/NhC-S / GUD125T1/C-S | GREE | Non Ducted | Single Split System | 12.5 | 14 | ELIGIBLE | 41 | 54 | 991.06 | 48 | 182 | 1314.68
GUD160W1/NhC-S / GUD160PHS1/C-S | GREE | Ducted | Single Split System | 16 | 18 | ELIGIBLE | 53 | 107 | 1329.48 | 62 | 271 | 1744.82
GUD160W1/NhC-S / GUD160T1/C-S | GREE | Non Ducted | Single Split System | 14 | 15.4 | ELIGIBLE | 41 | 99 | 1049.56 | 49 | 243 | 1416.44
GJH12AG-K6DRNG1A | GREE | Non Ducted | Window Wall | 3.6 | 3.5 | INELIGIBLE | 0 | 0 | 0 | 0 | 0 | 0
GJH12AG-K6DRNB3A | GREE | Non Ducted | Window Wall | 3.6 | 3.5 | INELIGIBLE | 0 | 0 | 0 | 0 | 0 | 0
GJH18AH-K6DRNG1A | GREE | Non Ducted | Window Wall | 5.3 | 4.8 | INELIGIBLE | 0 | 0 | 0 | 0 | 0 | 0
GJH18AH-K6DRNB3A | GREE | Non Ducted | Window Wall | 5.3 | 4.8 | INELIGIBLE | 0 | 0 | 0 | 0 | 0 | 0
GUD100W1/NhC-S / GUD100T1/C-S | GREE | Non Ducted | Single Split System | 10 | 12 | ELIGIBLE | 36 | 96 | 933.36 | 41 | 199 | 1179.56
GJH09AF-K6DRNG1A | GREE | Non Ducted | Window Wall | 2.8 | 2.43 | INELIGIBLE | 0 | 0 | 0 | 0 | 0 | 0
GJH09AF-K6DRNB3A | GREE | Non Ducted | Window Wall | 2.8 | 2.43 | INELIGIBLE | 0 | 0 | 0 | 0 | 0 | 0
GUD71W1/NhC-S / GUD71T1/C-S | GREE | Non Ducted | Single Split System | 7.1 | 8 | ELIGIBLE | 23 | 69 | 606.28 | 26 | 134 | 758.16
GUD50W1/NhC-S / GUD50T1/C-S | GREE | Non Ducted | Single Split System | 5.3 | 5.8 | ELIGIBLE | 18 | 117 | 556.38 | 20 | 165 | 663.7
GWH18ATDXD-K6DNA1C/O / GWH18ATDXD-K6DNA1C/I | GREE | Non Ducted | Single Split System | 5.2 | 5.8 | INELIGIBLE | 0 | 0 | 0 | 0 | 0 | 0
GWH28ATEXF-K6DNA1A/O / GWH28ATEXF-K6DNA1A/I | GREE | Non Ducted | Single Split System | 8.2 | 9 | ELIGIBLE | 26 | 18 | 607.36 | 30 | 93 | 794.7
GWH24ATEXF-K6DNA1E/O / GWH24ATEXF-K6DNA1E/I | GREE | Non Ducted | Single Split System | 7.1 | 7.8 | ELIGIBLE | 23 | 84 | 625.78 | 27 | 149 | 800.12
GUD125W1/NhC-S / GUD125T1/C-S | GREE | Non Ducted | Single Split System | 12.5 | 14 | ELIGIBLE | 41 | 54 | 991.06 | 48 | 182 | 1314.68
GUD125W1/NhC-S / GUD125PHS1/C-S | GREE | Ducted | Single Split System | 12.5 | 14 | ELIGIBLE | 43 | 104 | 1100.98 | 50 | 232 | 1424.6
GUD100W1/NhC-S / GUD100T1/C-S | GREE | Non Ducted | Single Split System | 10 | 12 | ELIGIBLE | 36 | 96 | 933.36 | 41 | 199 | 1179.56
GUD100W1/NhC-S / GUD100PHS1/C-S | GREE | Ducted | Single Split System | 10 | 12 | ELIGIBLE | 36 | 155 | 1010.06 | 41 | 258 | 1256.26
GUD71W1/NhC-S / GUD71T1/C-S | GREE | Non Ducted | Single Split System | 7.1 | 8 | ELIGIBLE | 23 | 69 | 606.28 | 26 | 134 | 758.16
GUD71W1/NhC-S / GUD71PHS1/C-S | GREE | Ducted | Single Split System | 7.1 | 8 | ELIGIBLE | 24 | 94 | 661.24 | 28 | 167 | 845.98
GUD50W1/NhC-S / GUD50PHS1/C-S | GREE | Ducted | Single Split System | 5.3 | 5.8 | ELIGIBLE | 18 | 136 | 581.08 | 21 | 190 | 718.66
GUD50W1/NhC-S / GUD50T1/C-S | GREE | Non Ducted | Single Split System | 5.3 | 5.8 | ELIGIBLE | 18 | 117 | 556.38 | 20 | 165 | 663.7
GUD100W1/NhC-S / GUD100T1/C-S | GREE | Non Ducted | Single Split System | 10 | 12 | ELIGIBLE | 36 | 96 | 933.36 | 41 | 199 | 1179.56
GWH28AGEXH-K6DNA1A/O / GWH28AGEXH-K6DNA1A/I | GREE | Non Ducted | Single Split System | 8.5 | 9 | ELIGIBLE | 27 | 101 | 737.72 | 31 | 179 | 928.96
GWH28AGEXH-K6DNA1A/O / GWH28QEXH-K6DNA1A/I | GREE | Non Ducted | Single Split System | 8.5 | 9 | ELIGIBLE | 27 | 101 | 737.72 | 31 | 179 | 928.96
GWH28AGEXH-K6DNA1A/O / GWH28QEXH-K6DN**A/I | GREE | Non Ducted | Single Split System | 8.5 | 9 | ELIGIBLE | 27 | 101 | 737.72 | 31 | 179 | 928.96
GWH28QEXH-K6DNA1E/O / GWH28QEXH-K6DN**E/I | GREE | Non Ducted | Single Split System | 8.5 | 9 | ELIGIBLE | 27 | 101 | 737.72 | 31 | 179 | 928.96
GWH28QEXH-K6DNA1E/O / GWH28QEXH-K6DNC8E/I | GREE | Non Ducted | Single Split System | 8.5 | 9 | ELIGIBLE | 27 | 101 | 737.72 | 31 | 179 | 928.96
GWH28QEXH-K6DNA1E/O / GWH28QEXH-K6DNA1E/I | GREE | Non Ducted | Single Split System | 8.5 | 9 | ELIGIBLE | 27 | 101 | 737.72 | 31 | 179 | 928.96
GWH28AGEXH-K6DNA1A/O / GWH28QEXH-K6DNC8A/I | GREE | Non Ducted | Single Split System | 8.5 | 9 | ELIGIBLE | 27 | 101 | 737.72 | 31 | 179 | 928.96
GWH28AGEXH-K6DNA1A/O / GWH28AGEXH-K6DNA2A/I | GREE | Non Ducted | Single Split System | 8.5 | 9 | ELIGIBLE | 27 | 101 | 737.72 | 31 | 179 | 928.96
GWH32QFXH-K6DNB2A/O / GWH32QFXH-K6DNB**/I | GREE | Non Ducted | Single Split System | 10 | 10.3 | ELIGIBLE | 33 | 147 | 932.28 | 39 | 249 | 1199.64
GWH32QFXH-K6DNB2A/O / GWH32QFXH-K6DNB2A/I | GREE | Non Ducted | Single Split System | 10 | 10.3 | ELIGIBLE | 33 | 147 | 932.28 | 39 | 249 | 1199.64
GWH32QFXH-K6DNB2A/O / GWH32QFXH-K6DNB4A/I | GREE | Non Ducted | Single Split System | 10 | 10.3 | ELIGIBLE | 33 | 147 | 932.28 | 39 | 249 | 1199.64
GWH28ATEXF-K6DNA1A/O / GWH28ATEXF-K6DNA1A/I | GREE | Non Ducted | Single Split System | 8.2 | 9 | ELIGIBLE | 26 | 18 | 607.36 | 30 | 93 | 794.7
GWH28ATEXF-K6DNA1A/O / GWH28ATEXF-K6DNA4A/I | GREE | Non Ducted | Single Split System | 8.2 | 9 | ELIGIBLE | 26 | 18 | 607.36 | 30 | 93 | 794.7
GWH28ATEXF | GREE | Non Ducted | Single Split System | 8.2 | 9 | ELIGIBLE | 26 | 18 | 607.36 | 30 | 93 | 794.7
GWH12AVDXD-K6DNA1A/O / GWH12AVDXD-K6DNA1A/I | GREE | Non Ducted | Single Split System | 3.52 | 4 | ELIGIBLE | 11 | 47 | 308.16 | 12 | 76 | 368.32
GWH18AVEXF-K6DNA1A/O / GWH18AVEXF-K6DNA1A/I | GREE | Non Ducted | Single Split System | 5 | 6 | ELIGIBLE | 18 | 89 | 519.98 | 20 | 135 | 624.7
GWH09AVCXD-K6DNA1A/O / GWH09AVCXD-K6DNA1A/I | GREE | Non Ducted | Single Split System | 2.7 | 3.2 | ELIGIBLE | 8 | 48 | 242.08 | 9 | 70 | 293.14
GVH24EBXF-K6DNA1A/O / GVH24EBXF-K6DNA1A/I | GREE | Non Ducted | Single Split System | 7.034 | 8 | INELIGIBLE | 0 | 0 | 0 | 0 | 0 | 0
GJH21AE-K6NRNB3A | GREE | Non Ducted | Window Wall | 6.09 | 5.8 | INELIGIBLE | 0 | 0 | 0 | 0 | 0 | 0
GJH21AE-K6NRNG1A | GREE | Non Ducted | Window Wall | 6.09 | 5.8 | INELIGIBLE | 0 | 0 | 0 | 0 | 0 | 0
GJH21AE-K6NRNP1A | GREE | Non Ducted | Window Wall | 6.09 | 5.8 | INELIGIBLE | 0 | 0 | 0 | 0 | 0 | 0
GJH21AE-K6NRND6A | GREE | Non Ducted | Window Wall | 6.09 | 5.8 | INELIGIBLE | 0 | 0 | 0 | 0 | 0 | 0
GJH21AE-K6NRN**A | GREE | Non Ducted | Window Wall | 6.09 | 5.8 | INELIGIBLE | 0 | 0 | 0 | 0 | 0 | 0
GJH21AE-K6NRNT1A | GREE | Non Ducted | Window Wall | 6.09 | 5.8 | INELIGIBLE | 0 | 0 | 0 | 0 | 0 | 0
GWH24AVEXH-K6DNA1C/O / GWH24AVEXH-K6DNA1C/I | GREE | Non Ducted | Single Split System | 7.1 | 7.8 | ELIGIBLE | 23 | 107 | 655.68 | 27 | 171 | 828.72
GJH18AE-K6NRND6A | GREE | Non Ducted | Window Wall | 5.3 | 4.8 | INELIGIBLE | 0 | 0 | 0 | 0 | 0 | 0
GJH18AE-K6NRNG1A | GREE | Non Ducted | Window Wall | 5.3 | 4.8 | INELIGIBLE | 0 | 0 | 0 | 0 | 0 | 0
GJH18AE-K6NRNR1A | GREE | Non Ducted | Window Wall | 5.3 | 4.8 | INELIGIBLE | 0 | 0 | 0 | 0 | 0 | 0
GJH18AE-K6NRNB9A | GREE | Non Ducted | Window Wall | 5.3 | 4.8 | INELIGIBLE | 0 | 0 | 0 | 0 | 0 | 0
GJH18AE-K6NRNB3A | GREE | Non Ducted | Window Wall | 5.3 | 4.8 | INELIGIBLE | 0 | 0 | 0 | 0 | 0 | 0
GJH18AE-K6NRNT1A | GREE | Non Ducted | Window Wall | 5.3 | 4.8 | INELIGIBLE | 0 | 0 | 0 | 0 | 0 | 0
GJH12AG-K6NRND6A | GREE | Non Ducted | Window Wall | 3.9 | 3.6 | INELIGIBLE | 0 | 0 | 0 | 0 | 0 | 0
GJH12AG-K6NRNG1A | GREE | Non Ducted | Window Wall | 3.9 | 3.6 | INELIGIBLE | 0 | 0 | 0 | 0 | 0 | 0
GJH12AG-K6NRNB9A | GREE | Non Ducted | Window Wall | 3.9 | 3.6 | INELIGIBLE | 0 | 0 | 0 | 0 | 0 | 0
GJH12AG-K6NRNR1A | GREE | Non Ducted | Window Wall | 3.9 | 3.6 | INELIGIBLE | 0 | 0 | 0 | 0 | 0 | 0
GJH12AG-K6NRNB3A | GREE | Non Ducted | Window Wall | 3.9 | 3.6 | INELIGIBLE | 0 | 0 | 0 | 0 | 0 | 0
GJH09AK-K6NRND6A | GREE | Non Ducted | Window Wall | 2.8 | 2.45 | INELIGIBLE | 0 | 0 | 0 | 0 | 0 | 0
GJH09AK-K6NRNR1A | GREE | Non Ducted | Window Wall | 2.8 | 2.45 | INELIGIBLE | 0 | 0 | 0 | 0 | 0 | 0
GJH09AK-K6NRNB9A | GREE | Non Ducted | Window Wall | 2.8 | 2.45 | INELIGIBLE | 0 | 0 | 0 | 0 | 0 | 0
GJH09AK-K6NRNB3C | GREE | Non Ducted | Window Wall | 2.8 | 2.45 | INELIGIBLE | 0 | 0 | 0 | 0 | 0 | 0
GJH09AK-K6NRNG2A | GREE | Non Ducted | Window Wall | 2.8 | 2.45 | INELIGIBLE | 0 | 0 | 0 | 0 | 0 | 0
GJH07AK-K6NRNG2A | GREE | Non Ducted | Window Wall | 2.2 | 1.9 | INELIGIBLE | 0 | 0 | 0 | 0 | 0 | 0
GJH07AK-K6NRNB3C | GREE | Non Ducted | Window Wall | 2.2 | 1.9 | INELIGIBLE | 0 | 0 | 0 | 0 | 0 | 0
GJH07AK-K6NRNR1A | GREE | Non Ducted | Window Wall | 2.2 | 1.9 | INELIGIBLE | 0 | 0 | 0 | 0 | 0 | 0
GWH07ATAXA-K6DNA1D/O / GWH07ATAXA-K6DNA1D/I | GREE | Non Ducted | Single Split System | 2 | 2.638 | INELIGIBLE | 0 | 0 | 0 | 0 | 0 | 0
GWH12AGCXD-K6DNA1G/O / GWH12AGCXD-K6DNA1G/I | GREE | Non Ducted | Single Split System | 3.517 | 3.7 | ELIGIBLE | 10 | 38 | 274 | 11 | 67 | 334.16
GWH28AGEXH-K6DNA1E/O / GWH28AGEXH-K6DNA1E/I | GREE | Non Ducted | Single Split System | 8.5 | 9 | ELIGIBLE | 26 | 101 | 715.26 | 30 | 179 | 906.5
GWH09AVCXD-K6DNA1A/O / GWH09AVCXD-K6DNA1A/I | GREE | Non Ducted | Single Split System | 2.7 | 3.2 | ELIGIBLE | 8 | 48 | 242.08 | 9 | 70 | 293.14
GK-H15TC(1)/NhA-M(A) | GREE | Ducted | Packaged | 51 | 56.2 | INELIGIBLE | 0 | 0 | 0 | 0 | 0 | 0
GFH42DDXK-S6DND6B/O / GFH42DDXK-S6DND6B/I | GREE | Ducted | Single Split System | 12.5 | 14 | ELIGIBLE | 41 | 104 | 1056.06 | 48 | 232 | 1379.68
GWH36AWFXH-K6DNA1A/O / GWH36AWFXH-K6DNA1A/I | GREE | Non Ducted | Single Split System | 10 | 11 | ELIGIBLE | 34 | 123 | 923.54 | 39 | 225 | 1168.44
GWH09AGCXB-K6DNA1B | GREE | Non Ducted | Single Split System | 2.7 | 2.9 | ELIGIBLE | 7 | 23 | 187.12 | 8 | 45 | 238.18
GEH18AA-K6DNA1F/O / GEH18AA-K6DNA1F/I | GREE | Non Ducted | Single Split System | 5.2 | 5.33 | INELIGIBLE | 0 | 0 | 0 | 0 | 0 | 0
GWH09AGCXB-K6DNA1B/O / GWH09AGCXB-K6DNA1B/I | GREE | Non Ducted | Single Split System | 2.7 | 2.9 | ELIGIBLE | 7 | 23 | 187.12 | 8 | 45 | 238.18
GWH18AGDXE-K6DNA1B/O / GWH18AGDXE-K6DNA1B/I | GREE | Non Ducted | Single Split System | 5 | 6 | ELIGIBLE | 17 | 80 | 485.82 | 20 | 126 | 613
GWH24ATEXF-K6DNA2E | GREE | Non Ducted | Single Split System | 7.1 | 7.8 | ELIGIBLE | 23 | 84 | 625.78 | 27 | 149 | 800.12
GWH07ATAXA-K6DNA2D | GREE | Non Ducted | Single Split System | 2 | 2.638 | INELIGIBLE | 0 | 0 | 0 | 0 | 0 | 0
GWH24AGEXF-K6DNA1E/O / GWH24AGEXF-K6DNA1E/I | GREE | Non Ducted | Single Split System | 7.1 | 8 | ELIGIBLE | 23 | 92 | 636.18 | 26 | 157 | 788.06
GWH15AGDXD-K6DNA1A/O / GWH15AGDXD-K6DNA1A/I | GREE | Non Ducted | Single Split System | 4.6 | 4.7 | ELIGIBLE | 14 | 55 | 385.94 | 16 | 96 | 484.16
GWH18ATDXD-K6DNA1C/O / GWH18ATDXD-K6DNA1C/I | GREE | Non Ducted | Single Split System | 5.2 | 5.8 | INELIGIBLE | 0 | 0 | 0 | 0 | 0 | 0
GWH18ATDXD-K6DNA1C/O / GWH18ATDXD-K6DNA4C/I | GREE | Non Ducted | Single Split System | 5.2 | 5.8 | INELIGIBLE | 0 | 0 | 0 | 0 | 0 | 0
GWH18ATDXD-K6DNA1C/O / GWH18ATDXD-K6DNA2C/I | GREE | Non Ducted | Single Split System | 5.2 | 5.8 | INELIGIBLE | 0 | 0 | 0 | 0 | 0 | 0
GWH12AVDXD-K6DNA1B/O / GWH12AVDXD-K6DNA1B/I | GREE | Non Ducted | Single Split System | 3.52 | 4 | ELIGIBLE | 10 | 47 | 285.7 | 12 | 76 | 368.32
GWH24AVEXH-K6DNA1D/O / GWH24AVEXH-K6DNA1D/I | GREE | Non Ducted | Single Split System | 7.1 | 7.8 | ELIGIBLE | 22 | 107 | 633.22 | 26 | 171 | 806.26
GWH12ATCXB-K6DNA1B/O / GWH12ATCXB-K6DNA4B/I | GREE | Non Ducted | Single Split System | 3.517 | 3.8 | INELIGIBLE | 0 | 0 | 0 | 0 | 0 | 0
GWH12ATCXB-K6DNA1B/O / GWH12ATCXB-K6DNA1B/I | GREE | Non Ducted | Single Split System | 3.517 | 3.8 | INELIGIBLE | 0 | 0 | 0 | 0 | 0 | 0
GWH12ATCXB-K6DNA1B/O / GWH12ATCXB-K6DNA2B/I | GREE | Non Ducted | Single Split System | 3.517 | 3.8 | INELIGIBLE | 0 | 0 | 0 | 0 | 0 | 0
GWH09ATBXB-K6DNA1C/O / GWH09ATBXB-K6DNA1C/I | GREE | Non Ducted | Single Split System | 2.7 | 3 | INELIGIBLE | 0 | 0 | 0 | 0 | 0 | 0
GWH09ATBXB-K6DNA1C/O / GWH09ATBXB-K6DNA2C/I | GREE | Non Ducted | Single Split System | 2.7 | 3 | INELIGIBLE | 0 | 0 | 0 | 0 | 0 | 0
GWH21AGEXF-K6DNA1B/O / GWH21AGEXF-K6DNA1B/I | GREE | Non Ducted | Single Split System | 6 | 7.3 | ELIGIBLE | 22 | 136 | 670.92 | 25 | 191 | 809.8
1U71WADFRA / AS71PDDHRA | Haier | Non Ducted | Single Split System | 7 | 7.5 | INELIGIBLE | 0 | 0 | 0 | 0 | 0 | 0
1U35MADFRA / AS35PBDHRA | Haier | Non Ducted | Single Split System | 3.5 | 3.7 | INELIGIBLE | 0 | 0 | 0 | 0 | 0 | 0
1U26MADFRA / AS26PBDHRA | Haier | Non Ducted | Single Split System | 2.5 | 3 | ELIGIBLE | 7 | 36 | 204.02 | 8 | 56 | 252.48
1U53WADFRA / AS53PDDHRA | Haier | Non Ducted | Single Split System | 5 | 5.5 | INELIGIBLE | 0 | 0 | 0 | 0 | 0 | 0
1U71S2SS5FA / AD71S2SM7FA | Haier | Ducted | Single Split System | 7.1 | 7.8 | INELIGIBLE | 0 | 0 | 0 | 0 | 0 | 0
1U100S2SN5FA / AD100S2SH5FA | Haier | Ducted | Single Split System | 10 | 11.5 | INELIGIBLE | 0 | 0 | 0 | 0 | 0 | 0
1U100S2SN5FA / AD100S2SM7FA | Haier | Ducted | Single Split System | 10 | 10.8 | INELIGIBLE | 0 | 0 | 0 | 0 | 0 | 0
1U125S2SP5FA / AD125S2SH5FA | Haier | Ducted | Single Split System | 12.5 | 14 | INELIGIBLE | 0 | 0 | 0 | 0 | 0 | 0
1U125S2SP5FA / AD125S2SM7FA | Haier | Ducted | Single Split System | 12 | 14 | INELIGIBLE | 0 | 0 | 0 | 0 | 0 | 0
1U140S2SP5FA / AD140S2SH5FA | Haier | Ducted | Single Split System | 14 | 16 | INELIGIBLE | 0 | 0 | 0 | 0 | 0 | 0
1U140S2SP5FA / AD140S2SM7FA | Haier | Ducted | Single Split System | 13 | 15 | INELIGIBLE | 0 | 0 | 0 | 0 | 0 | 0
1U160S2SP5FA / AD160S2SH5FA | Haier | Ducted | Single Split System | 15.5 | 18 | INELIGIBLE | 0 | 0 | 0 | 0 | 0 | 0
1U53RABFRA / AS53FEBHRA | Haier | Non Ducted | Single Split System | 5.1 | 5.7 | ELIGIBLE | 16 | 125 | 521.86 | 18 | 172 | 627.88
1U71SABFRA / AS71FEBHRA | Haier | Non Ducted | Single Split System | 7.1 | 7.6 | ELIGIBLE | 21 | 146 | 661.46 | 24 | 211 | 813.34
1U82SAAFRA / AS82FFAHRA | Haier | Non Ducted | Single Split System | 8.2 | 9 | INELIGIBLE | 0 | 0 | 0 | 0 | 0 | 0
1U35JACFRA / AS35FBBHRA | Haier | Non Ducted | Single Split System | 3.4 | 3.8 | INELIGIBLE | 0 | 0 | 0 | 0 | 0 | 0
1U26JACFRA / AS26FBBHRA | Haier | Non Ducted | Single Split System | 2.55 | 3.3 | ELIGIBLE | 8 | 58 | 255.08 | 9 | 78 | 303.54
1U50WAEFRA / AS50QDEHRA | Haier | Non Ducted | Single Split System | 5 | 6 | ELIGIBLE | 18 | 92 | 523.88 | 20 | 138 | 628.6
1U71WAEFRA / AS71QEEHRA | Haier | Non Ducted | Single Split System | 7.1 | 8 | ELIGIBLE | 24 | 54 | 609.24 | 27 | 119 | 761.12
1U90XADFRA / AS90PFDHRA | Haier | Non Ducted | Single Split System | 9 | 9.5 | INELIGIBLE | 0 | 0 | 0 | 0 | 0 | 0
1U90QADFRA / AS90QFDHRA | Haier | Non Ducted | Single Split System | 9 | 9.5 | INELIGIBLE | 0 | 0 | 0 | 0 | 0 | 0
1U25MAEFRA / AS25QCEHRA | Haier | Non Ducted | Single Split System | 2.5 | 3.2 | ELIGIBLE | 8 | 48 | 242.08 | 9 | 68 | 290.54
1U35MAEFRA / AS35QCEHRA | Haier | Non Ducted | Single Split System | 3.5 | 3.7 | ELIGIBLE | 10 | 37 | 272.7 | 11 | 65 | 331.56
1U180S2SP5FA / AD180S2SH5FA | Haier | Ducted | Single Split System | 18 | 20 | INELIGIBLE | 0 | 0 | 0 | 0 | 0 | 0
AS90*FDHRA | Haier | Non Ducted | Single Split System | 9 | 9.5 | INELIGIBLE | 0 | 0 | 0 | 0 | 0 | 0
1U125S2SN5FA / AD125S2SH5FA | Haier | Ducted | Single Split System | 12.5 | 14 | INELIGIBLE | 0 | 0 | 0 | 0 | 0 | 0
1UH200W1ERK / ADH200H1ERG | Haier | Ducted | Single Split System | 20 | 22.8 | INELIGIBLE | 0 | 0 | 0 | 0 | 0 | 0
1U60KAEFRA / AS60QEEHRA | Haier | Non Ducted | Single Split System | 6 | 7 | ELIGIBLE | 20 | 110 | 592.2 | 23 | 165 | 731.08
1U71S2SS5FA / ABH071H5ERG | Haier | Non Ducted | Single Split System | 7.1 | 8 | INELIGIBLE | 0 | 0 | 0 | 0 | 0 | 0
1U100S2SN5FA / ABH105K5ERG | Haier | Non Ducted | Single Split System | 10 | 11.5 | INELIGIBLE | 0 | 0 | 0 | 0 | 0 | 0
1U125S2SP5FA / ABH125K5ERG | Haier | Non Ducted | Single Split System | 12 | 13 | INELIGIBLE | 0 | 0 | 0 | 0 | 0 | 0
1U25YAMFRA / AS25TBMHRA | Haier | Non Ducted | Single Split System | 2.5 | 3 | INELIGIBLE | 0 | 0 | 0 | 0 | 0 | 0
1U35MAMFRA / AS35TBMHRA | Haier | Non Ducted | Single Split System | 3.5 | 3.7 | INELIGIBLE | 0 | 0 | 0 | 0 | 0 | 0
1U50KAMFRA / AS50TCMHRA | Haier | Non Ducted | Single Split System | 5 | 5.2 | INELIGIBLE | 0 | 0 | 0 | 0 | 0 | 0
1U71KAMFRA / AS71TEMHRA | Haier | Non Ducted | Single Split System | 7 | 7.5 | INELIGIBLE | 0 | 0 | 0 | 0 | 0 | 0
1U140S2SP5FA / AB140S5SR1FA | Haier | Non Ducted | Single Split System | 14 | 14.5 | ELIGIBLE | 37 | 126 | 994.82 | 44 | 269 | 1337.94
1U80QAFFRA / AS80QFFHRA | Haier | Non Ducted | Single Split System | 8 | 9 | ELIGIBLE | 26 | 114 | 732.16 | 30 | 186 | 915.6
1U25MAFFRA / AS25QCFHRA | Haier | Non Ducted | Single Split System | 2.5 | 3.2 | ELIGIBLE | 8 | 57 | 253.78 | 10 | 77 | 324.7
1U35MAFFRA / AS35QCFHRA | Haier | Non Ducted | Single Split System | 3.5 | 3.7 | ELIGIBLE | 9 | 46 | 261.94 | 11 | 74 | 343.26
1U50WAFFRA / AS50QDFHRA | Haier | Non Ducted | Single Split System | 5 | 6 | ELIGIBLE | 18 | 116 | 555.08 | 20 | 162 | 659.8
1U71WAFFRA / AS71QEFHRA | Haier | Non Ducted | Single Split System | 7.1 | 8 | ELIGIBLE | 23 | 84 | 625.78 | 26 | 149 | 777.66
1U125S2SN5FA / AD125S2SH5FA | Haier | Ducted | Single Split System | 12.5 | 14 | ELIGIBLE | 0 | 0 | 0 | 0 | 0 | 0
1U125S2SP5FA / AD125S2SH5FA | Haier | Ducted | Single Split System | 12.5 | 14 | ELIGIBLE | 0 | 0 | 0 | 0 | 0 | 0
1U140S2SP5FA / AD140S2SH5FA | Haier | Ducted | Single Split System | 14 | 15 | ELIGIBLE | 0 | 0 | 0 | 0 | 0 | 0
1U160S2SP5FA / AD160S2SH5FA | Haier | Ducted | Single Split System | 15.5 | 17 | ELIGIBLE | 0 | 0 | 0 | 0 | 0 | 0
1U50WAEFRA / AS50QDEHRA | Haier | Non Ducted | Single Split System | 5 | 6 | ELIGIBLE | 18 | 92 | 523.88 | 20 | 138 | 628.6
1U105S5SN5FA / AD105S2SM7FA | Haier | Ducted | Single Split System | 10.5 | 12 | INELIGIBLE | 0 | 0 | 0 | 0 | 0 | 0
1U105S5SN5FA / ABH105K5ERG | Haier | Non Ducted | Single Split System | 10 | 11.5 | INELIGIBLE | 0 | 0 | 0 | 0 | 0 | 0
1U105S5SN5FA / AD105S2SH5FA | Haier | Ducted | Single Split System | 10.3 | 10.8 | ELIGIBLE | 29 | 80 | 755.34 | 34 | 186 | 1005.44
1U105S5SN5FA / AD105S2SH5FA | Haier | Ducted | Single Split System | 10.5 | 11.2 | ELIGIBLE | 31 | 123 | 856.16 | 37 | 231 | 1131.32
KFR-35GW/BPSH / KFR-35GW/BPSH | HANECO | Non Ducted | Single Split System | 3.5 | 4 | ELIGIBLE | 10 | 40 | 276.6 | 11 | 68 | 335.46
KFR-50GW/BPSH / KFR-50GW/BPSH | HANECO | Non Ducted | Single Split System | 5 | 6 | ELIGIBLE | 17 | 113 | 528.72 | 20 | 159 | 655.9
KFR-70GW/BPSH / KFR-70GW/BPSH | HANECO | Non Ducted | Single Split System | 7.1 | 8 | ELIGIBLE | 22 | 63 | 576.02 | 25 | 128 | 727.9
HWA09R | HELLER | Non Ducted | Window Wall | 2.6 | 2.4 | INELIGIBLE | 0 | 0 | 0 | 0 | 0 | 0
HWA13R | HELLER | Non Ducted | Window Wall | 4.1 | 3.6 | INELIGIBLE | 0 | 0 | 0 | 0 | 0 | 0
HWA27 | HELLER | Non Ducted | Window Wall | 2.7 | 2.4 | INELIGIBLE | 0 | 0 | 0 | 0 | 0 | 0
HAWV9KR | HISENSE | Non Ducted | Single Split System | 2.5 | 3.2 | ELIGIBLE | 8 | 48 | 242.08 | 10 | 68 | 313
HAWV12KR | HISENSE | Non Ducted | Single Split System | 3.5 | 4 | ELIGIBLE | 10 | 43 | 280.5 | 12 | 71 | 361.82
HAWV18KR | HISENSE | Non Ducted | Single Split System | 5 | 6.4 | ELIGIBLE | 18 | 95 | 527.78 | 20 | 141 | 632.5
HAWV28KR | HISENSE | Non Ducted | Single Split System | 8 | 8 | ELIGIBLE | 21 | 7 | 480.76 | 25 | 80 | 665.5
HAWV24KR | HISENSE | Non Ducted | Single Split System | 7.1 | 7.7 | INELIGIBLE | 0 | 0 | 0 | 0 | 0 | 0
HAWJ9KR | HISENSE | Non Ducted | Single Split System | 2.5 | 3.1 | ELIGIBLE | 7 | 18 | 180.62 | 8 | 38 | 229.08
HAWJ12KR | HISENSE | Non Ducted | Single Split System | 3.5 | 3.8 | INELIGIBLE | 0 | 0 | 0 | 0 | 0 | 0
HAWJ18KR | HISENSE | Non Ducted | Single Split System | 5.3 | 5.4 | INELIGIBLE | 0 | 0 | 0 | 0 | 0 | 0
HAWJ24KR-O/HAWJ24KR-I | HISENSE | Non Ducted | Single Split System | 7.1 | 7.2 | INELIGIBLE | 0 | 0 | 0 | 0 | 0 | 0
HAWJ28KR | HISENSE | Non Ducted | Single Split System | 8 | 8 | ELIGIBLE | 21 | 7 | 480.76 | 25 | 80 | 665.5
AUW-125U4RN1/ AUC-125UR4RKC1 | HISENSE | Non Ducted | Single Split System | 12.5 | 14 | INELIGIBLE | 0 | 0 | 0 | 0 | 0 | 0
AUW-140U4RN1/ AUC-140U4RKC1 | HISENSE | Non Ducted | Single Split System | 13.5 | 15 | INELIGIBLE | 0 | 0 | 0 | 0 | 0 | 0
AUW-71U4RB1/ AUC-71UR4RJC1 | HISENSE | Non Ducted | Single Split System | 7.3 | 8.3 | INELIGIBLE | 0 | 0 | 0 | 0 | 0 | 0
AUW-100U4RK1/ AUC-100UR4RKC1 | HISENSE | Non Ducted | Single Split System | 10.2 | 11 | INELIGIBLE | 0 | 0 | 0 | 0 | 0 | 0
HAWV9KRD | HISENSE | Non Ducted | Single Split System | 2.5 | 3.2 | ELIGIBLE | 8 | 48 | 242.08 | 10 | 68 | 313
HAWV12KRD | HISENSE | Non Ducted | Single Split System | 3.5 | 3.7 | ELIGIBLE | 10 | 43 | 280.5 | 11 | 71 | 339.36
HAWJ24KRP | HISENSE | Non Ducted | Single Split System | 7.1 | 7.2 | INELIGIBLE | 0 | 0 | 0 | 0 | 0 | 0
HAWG12KR | HISENSE | Non Ducted | Single Split System | 3.5 | 3.7 | ELIGIBLE | 9 | 43 | 258.04 | 11 | 71 | 339.36
HAWG18KR | HISENSE | Non Ducted | Single Split System | 5 | 5.3 | ELIGIBLE | 16 | 95 | 482.86 | 18 | 141 | 587.58
AUW-85U4RK1/AUD-85UX4RSH1 | HISENSE | Ducted | Single Split System | 8.5 | 10 | INELIGIBLE | 0 | 0 | 0 | 0 | 0 | 0
AUW-100U4RK1/AUD-100UX4RSH1 | HISENSE | Ducted | Single Split System | 10 | 11 | INELIGIBLE | 0 | 0 | 0 | 0 | 0 | 0
AUW-125U4RH1/AUD-125UX4RSH1 | HISENSE | Ducted | Single Split System | 13 | 15.5 | ELIGIBLE | 44 | 172 | 1211.84 | 51 | 305 | 1541.96
AUW-140U4RH1/AUD-140UX4RSH1 | HISENSE | Ducted | Single Split System | 14.5 | 17 | ELIGIBLE | 48 | 175 | 1305.58 | 57 | 324 | 1701.42
AUW-160U4RH1/AUD-160UX4RSH1 | HISENSE | Ducted | Single Split System | 16 | 18.9 | ELIGIBLE | 52 | 114 | 1316.12 | 61 | 278 | 1731.46
HAWG9KR | HISENSE | Non Ducted | Single Split System | 2.5 | 3.2 | ELIGIBLE | 8 | 48 | 242.08 | 9 | 68 | 290.54
HAWG24KR | HISENSE | Non Ducted | Single Split System | 7.2 | 7.5 | ELIGIBLE | 22 | 117 | 646.22 | 25 | 183 | 799.4
HAWG28KR | HISENSE | Non Ducted | Single Split System | 8 | 8 | ELIGIBLE | 21 | 7 | 480.76 | 25 | 80 | 665.5
AUW-85U4RK1/AUD-85UX4RTH1 | HISENSE | Ducted | Single Split System | 8.5 | 10 | INELIGIBLE | 0 | 0 | 0 | 0 | 0 | 0
AUW-100U4RK1/AUD-100UX4RTH1 | HISENSE | Ducted | Single Split System | 10 | 11 | INELIGIBLE | 0 | 0 | 0 | 0 | 0 | 0
AUW-125U4RQ1/AUD-125UX4RTH1 | HISENSE | Ducted | Single Split System | 12.3 | 14 | INELIGIBLE | 0 | 0 | 0 | 0 | 0 | 0
HAWU9KR | HISENSE | Non Ducted | Single Split System | 2.5 | 3.2 | ELIGIBLE | 8 | 45 | 238.18 | 10 | 65 | 309.1
HAWU12KR | HISENSE | Non Ducted | Single Split System | 3.7 | 3.9 | ELIGIBLE | 11 | 38 | 296.46 | 12 | 68 | 357.92
HAWH9KR | HISENSE | Non Ducted | Single Split System | 2.5 | 3.2 | ELIGIBLE | 8 | 45 | 238.18 | 9 | 65 | 286.64
HAWH12KR | HISENSE | Non Ducted | Single Split System | 3.7 | 3.9 | ELIGIBLE | 10 | 38 | 274 | 12 | 68 | 357.92
HAWU18KR | HISENSE | Non Ducted | Single Split System | 5.1 | 5.8 | ELIGIBLE | 17 | 107 | 520.92 | 20 | 154 | 649.4
HAWH18KR | HISENSE | Non Ducted | Single Split System | 5.1 | 5.8 | ELIGIBLE | 17 | 107 | 520.92 | 20 | 154 | 649.4
HAW*18KR | HISENSE | Non Ducted | Single Split System | 5.1 | 5.8 | ELIGIBLE | 15 | 107 | 476 | 18 | 154 | 604.48
HAWU24KR | HISENSE | Non Ducted | Single Split System | 7.2 | 8 | ELIGIBLE | 22 | 99 | 622.82 | 26 | 165 | 798.46
HAWH24KR | HISENSE | Non Ducted | Single Split System | 7.2 | 8 | ELIGIBLE | 22 | 99 | 622.82 | 26 | 165 | 798.46
HAW*24KR | HISENSE | Non Ducted | Single Split System | 7.2 | 8 | ELIGIBLE | 0 | 0 | 0 | 0 | 0 | 0
HAWU28KR | HISENSE | Non Ducted | Single Split System | 8 | 8.5 | INELIGIBLE | 0 | 0 | 0 | 0 | 0 | 0
HAWH28KR | HISENSE | Non Ducted | Single Split System | 8 | 8.5 | INELIGIBLE | 0 | 0 | 0 | 0 | 0 | 0
HAW*28KR | HISENSE | Non Ducted | Single Split System | 8 | 8.5 | INELIGIBLE | 23 | 25 | 549.08 | 27 | 97 | 732.52
AUW-180U4RZ1/AUD-180U4RSH1 | HISENSE | Ducted | Single Split System | 18 | 21 | ELIGIBLE | 55 | 53 | 1304.2 | 65 | 238 | 1769.3
RAS-3HVNC/RCI-3.0FSRP | HITACHI | Non Ducted | Single Split System | 7.1 | 8 | INELIGIBLE | 0 | 0 | 0 | 0 | 0 | 0
RAS-4HVNC1/RCI-4.0FSRP | HITACHI | Non Ducted | Single Split System | 10 | 11.2 | INELIGIBLE | 0 | 0 | 0 | 0 | 0 | 0
RAS-5HVNC1/RCI-5.0FSRP | HITACHI | Non Ducted | Single Split System | 12.5 | 14 | INELIGIBLE | 0 | 0 | 0 | 0 | 0 | 0
RAS-6HVNC1/RCI-6.0FSRP | HITACHI | Non Ducted | Single Split System | 13 | 16 | INELIGIBLE | 0 | 0 | 0 | 0 | 0 | 0
RAC-35NXA1Z/RAF-35NXA1Z | HITACHI | Non Ducted | Single Split System | 3.5 | 4.2 | INELIGIBLE | 0 | 0 | 0 | 0 | 0 | 0
RAC-50NXA1Z/RAF-50NXA1Z | HITACHI | Non Ducted | Single Split System | 5 | 6 | INELIGIBLE | 0 | 0 | 0 | 0 | 0 | 0
RAC-S25YHABZ/RAS-S25YHABZ | HITACHI | Non Ducted | Single Split System | 2.5 | 3.2 | INELIGIBLE | 0 | 0 | 0 | 0 | 0 | 0
RAC-S35YHABZ/RAS-S35YHABZ | HITACHI | Non Ducted | Single Split System | 3.5 | 3.8 | INELIGIBLE | 0 | 0 | 0 | 0 | 0 | 0
RAC-S50YHABZ/RAS-S50YHABZ | HITACHI | Non Ducted | Single Split System | 5 | 6 | INELIGIBLE | 0 | 0 | 0 | 0 | 0 | 0
RAC-S60YHABZ/RAS-S60YHABZ | HITACHI | Non Ducted | Single Split System | 6 | 7 | INELIGIBLE | 0 | 0 | 0 | 0 | 0 | 0
RAC-S70YHABZ/RAS-S70YHABZ | HITACHI | Non Ducted | Single Split System | 7 | 8 | INELIGIBLE | 0 | 0 | 0 | 0 | 0 | 0
RAC-S80YHABZ/RAS-S80YHABZ | HITACHI | Non Ducted | Single Split System | 8 | 9 | INELIGIBLE | 0 | 0 | 0 | 0 | 0 | 0
RAC-E50YHAC/RAS-E50YHAC | HITACHI | Non Ducted | Single Split System | 5 | 6.2 | ELIGIBLE | 17 | 74 | 478.02 | 19 | 120 | 582.74
RAC-P25YHAB/RAS-P25YHAB | HITACHI | Non Ducted | Single Split System | 2.5 | 3.3 | ELIGIBLE | 9 | 60 | 280.14 | 10 | 80 | 328.6
RAC-P35YHAB/RAS-P35YHAB | HITACHI | Non Ducted | Single Split System | 3.5 | 4.3 | ELIGIBLE | 12 | 61 | 348.82 | 13 | 89 | 407.68
RAC-P50YHAB/RAS-P50YHAB | HITACHI | Non Ducted | Single Split System | 5 | 6 | ELIGIBLE | 17 | 69 | 471.52 | 20 | 114 | 597.4
RAC-DJ25PHAT/RAK-DJ25PHAT | HITACHI | Non Ducted | Single Split System | 2.5 | 3.2 | ELIGIBLE | 8 | 48 | 242.08 | 9 | 68 | 290.54
RAC-DJ35PHAT/RAK-DJ35PHAT | HITACHI | Non Ducted | Single Split System | 3.5 | 4 | ELIGIBLE | 10 | 19 | 249.3 | 12 | 47 | 330.62
RAC-DJ50PHAT/RAK-DJ50PHAT | HITACHI | Non Ducted | Single Split System | 5 | 5.3 | ELIGIBLE | 15 | 40 | 388.9 | 17 | 86 | 493.62
RAC-VJ25PHAT/RAK-VJ25PHAT | HITACHI | Non Ducted | Single Split System | 2.5 | 3.2 | ELIGIBLE | 8 | 58 | 255.08 | 10 | 78 | 326
RAC-VJ35PHAT/RAK-VJ35PHAT | HITACHI | Non Ducted | Single Split System | 3.5 | 3.8 | ELIGIBLE | 10 | 38 | 274 | 12 | 67 | 356.62
RAC-DJ60PHAT/RAK-DJ60PHAT | HITACHI | Non Ducted | Single Split System | 6 | 7 | ELIGIBLE | 19 | 18 | 450.14 | 22 | 73 | 589.02
RAC-VJ35PHAT/RAK-VJ35PHAT | HITACHI | Non Ducted | Single Split System | 3.5 | 3.8 | ELIGIBLE | 10 | 38 | 274 | 12 | 67 | 356.62
RAC-DJ70PHAT/RAK-DJ70PHAT | HITACHI | Non Ducted | Single Split System | 7 | 8 | ELIGIBLE | 23 | 4 | 521.78 | 26 | 67 | 671.06
RAC-DJ60PHAT/RAK-DJ60PHAT | HITACHI | Non Ducted | Single Split System | 6 | 7 | ELIGIBLE | 19 | 18 | 450.14 | 22 | 73 | 589.02
RAC-S25YHAB/RAS-S25YHAB | HITACHI | Non Ducted | Single Split System | 2.5 | 3.2 | ELIGIBLE | 8 | 57 | 253.78 | 9 | 77 | 302.24
RAC-S35YHAB/RAS-S35YHAB | HITACHI | Non Ducted | Single Split System | 3.5 | 3.8 | ELIGIBLE | 9 | 37 | 250.24 | 11 | 65 | 331.56
RAC-S50YHAB/RAS-S50YHAB | HITACHI | Non Ducted | Single Split System | 5 | 6 | ELIGIBLE | 17 | 116 | 532.62 | 20 | 162 | 659.8
RAC-S60YHAB/RAS-S60YHAB | HITACHI | Non Ducted | Single Split System | 6 | 7 | ELIGIBLE | 21 | 84 | 580.86 | 24 | 138 | 718.44
RAC-S70YHAB/RAS-S70YHAB | HITACHI | Non Ducted | Single Split System | 7 | 8 | ELIGIBLE | 22 | 57 | 568.22 | 26 | 121 | 741.26
RAC-S80YHAB/RAS-S80YHAB | HITACHI | Non Ducted | Single Split System | 8 | 9 | INELIGIBLE | 0 | 0 | 0 | 0 | 0 | 0
PAS-2.0UFASNQ1 / PCI-2.0UFA1NQ | HITACHI | Non Ducted | Single Split System | 5 | 6 | ELIGIBLE | 18 | 116 | 555.08 | 21 | 162 | 682.26
PAS-2.5UFASNQ1 / PCI-2.5UFA1NQ | HITACHI | Non Ducted | Single Split System | 6 | 7.5 | ELIGIBLE | 22 | 127 | 659.22 | 25 | 181 | 796.8
PAS-3.0UFASNQ1 / PCI-3.0UFA1NQ | HITACHI | Non Ducted | Single Split System | 7.2 | 8.6 | ELIGIBLE | 24 | 94 | 661.24 | 28 | 159 | 835.58
PAS-4.0UFASNQ1 / PCI-4.0UFA1NQ | HITACHI | Non Ducted | Single Split System | 10 | 11.5 | ELIGIBLE | 32 | 215 | 998.22 | 38 | 317 | 1265.58
PAS-5.0UFASNQ1 / PCI-5.0UFA1NQ | HITACHI | Non Ducted | Single Split System | 12.5 | 14 | ELIGIBLE | 42 | 193 | 1194.22 | 49 | 321 | 1517.84
PAS-6.0UFASNQ1 / PCI-6.0UFA1NQ | HITACHI | Non Ducted | Single Split System | 14 | 16 | ELIGIBLE | 47 | 153 | 1254.52 | 54 | 296 | 1597.64
PAS-6.5UFASNQ1 / PCI-6.5UFA1NQ | HITACHI | Non Ducted | Single Split System | 16 | 18 | ELIGIBLE | 52 | 107 | 1307.02 | 61 | 271 | 1722.36
PAS-3.0UFASNQ1 / PPIH-3.0UFA1NQ | HITACHI | Ducted | Single Split System | 7.2 | 8.6 | ELIGIBLE | 24 | 104 | 674.24 | 28 | 178 | 860.28
PAS-4.0UFASNQ1 / PPIH-4.0UFA1NQ | HITACHI | Ducted | Single Split System | 10 | 12.5 | INELIGIBLE | 0 | 0 | 0 | 0 | 0 | 0
PAS-5.0UFASNQ1 / PPIH-5.0UFA1NQ | HITACHI | Ducted | Single Split System | 12.5 | 14 | INELIGIBLE | 0 | 0 | 0 | 0 | 0 | 0
PAS-6.0UFASNQ1 / PPIH-6.0UFA1NQ | HITACHI | Ducted | Single Split System | 14 | 16.5 | ELIGIBLE | 43 | 218 | 1249.18 | 50 | 361 | 1592.3
PAS-2.0UFASNQ1 / PPIM-2.0UFA1NQ | HITACHI | Ducted | Single Split System | 5 | 6 | ELIGIBLE | 17 | 98 | 509.22 | 20 | 149 | 642.9
RAC-VJ50PHAT/RAK-VJ50PHAT | HITACHI | Non Ducted | Single Split System | 5 | 6 | ELIGIBLE | 18 | 94 | 526.48 | 20 | 139 | 629.9
RAC-VJ70PHAT/RAK-VJ70PHAT | HITACHI | Non Ducted | Single Split System | 7 | 8 | ELIGIBLE | 24 | 10 | 552.04 | 28 | 73 | 723.78
RAC-VJ60PHAT/RAK-VJ60PHAT | HITACHI | Non Ducted | Single Split System | 6 | 7 | ELIGIBLE | 21 | 48 | 534.06 | 24 | 103 | 672.94
PAS-2.5UFASNQ1 / PPFC-2.5UFA1NQ | HITACHI | Non Ducted | Single Split System | 6 | 7.5 | INELIGIBLE | 0 | 0 | 0 | 0 | 0 | 0
PAS-4.0UFASMQ1 / PCI-4.0UFA1NQ | HITACHI | Non Ducted | Single Split System | 10 | 11.5 | ELIGIBLE | 32 | 176 | 947.52 | 38 | 279 | 1216.18
PAS-5.0UFASMQ1 / PCI-5.0UFA1NQ | HITACHI | Non Ducted | Single Split System | 12.5 | 14 | ELIGIBLE | 42 | 193 | 1194.22 | 49 | 321 | 1517.84
PAS-6.0UFASMQ1 / PCI-6.0UFA1NQ | HITACHI | Non Ducted | Single Split System | 14 | 16 | ELIGIBLE | 44 | 153 | 1187.14 | 52 | 296 | 1552.72
PAS-6.5UFASMQ1 / PCI-6.5UFA1NQ | HITACHI | Non Ducted | Single Split System | 16 | 18 | ELIGIBLE | 53 | 39 | 1241.08 | 62 | 203 | 1656.42
PAS-3.0UFASNQ1 / PPIM-3.0UFA1NQ | HITACHI | Ducted | Single Split System | 7.2 | 8.6 | ELIGIBLE | 24 | 140 | 721.04 | 28 | 213 | 905.78
PAS-6.5UFASNQ1 / PPIH-6.5UFA1NQ | HITACHI | Ducted | Single Split System | 16 | 18 | ELIGIBLE | 45 | 68 | 1099.1 | 54 | 232 | 1514.44
PAS-2.5UFASNQ1 / PPIM-2.5UFA1NQ | HITACHI | Ducted | Single Split System | 6 | 7.5 | ELIGIBLE | 20 | 105 | 585.7 | 24 | 166 | 754.84
PAS-4.0UFASNQ1 / PPIM-4.0UFA1NQ | HITACHI | Ducted | Single Split System | 10 | 11.5 | INELIGIBLE | 0 | 0 | 0 | 0 | 0 | 0
PAS-5.0UFASNQ1 / PPIM-5.0UFA1NQ | HITACHI | Ducted | Single Split System | 12.5 | 14 | ELIGIBLE | 41 | 219 | 1205.56 | 48 | 347 | 1529.18
PAS-6.0UFASNQ1 / PPIM-6.0UFA1NQ | HITACHI | Ducted | Single Split System | 14 | 16 | ELIGIBLE | 44 | 99 | 1116.94 | 52 | 243 | 1483.82
PAS-2.0UFASNQ1 / PPFC-2.0UFA1NQ | HITACHI | Non Ducted | Single Split System | 5 | 6 | INELIGIBLE | 0 | 0 | 0 | 0 | 0 | 0
PAS-3.0UFASNQ1 / PPFC-3.0UFA1NQ | HITACHI | Non Ducted | Single Split System | 7.2 | 8.6 | ELIGIBLE | 22 | 52 | 561.72 | 26 | 117 | 736.06
PAS-4.0UFASNQ1 / PPFC-4.0UFA1NQ | HITACHI | Non Ducted | Single Split System | 10 | 11.5 | ELIGIBLE | 33 | 155 | 942.68 | 39 | 258 | 1211.34
PAS-5.0UFASNQ1 / PPFC-5.0UFA1NQ | HITACHI | Non Ducted | Single Split System | 12.5 | 14 | ELIGIBLE | 39 | 48 | 938.34 | 46 | 176 | 1261.96
PAS-6.0UFASNQ1 / PPFC-6.0UFA1NQ | HITACHI | Non Ducted | Single Split System | 14 | 16 | ELIGIBLE | 40 | 49 | 962.1 | 47 | 192 | 1305.22
RAC-S80YHAC/RAS-S80YHAC | HITACHI | Non Ducted | Single Split System | 8 | 9 | ELIGIBLE | 28 | 10 | 641.88 | 32 | 83 | 826.62
PAS-6.0UFASMQ1 / PPFC-6.0UFA1NQ | HITACHI | Non Ducted | Single Split System | 14 | 16 | ELIGIBLE | 42 | 93 | 1064.22 | 49 | 237 | 1408.64
PAS-5.0UFASMQ1 / PPFC-5.0UFA1NQ | HITACHI | Non Ducted | Single Split System | 12.5 | 14 | INELIGIBLE | 0 | 0 | 0 | 0 | 0 | 0
PAS-4.0UFASMQ1 / PPFC-4.0UFA1NQ | HITACHI | Non Ducted | Single Split System | 10 | 11.5 | INELIGIBLE | 0 | 0 | 0 | 0 | 0 | 0
PAS-6.0UFASMQ1 / PPIM-6.0UFA1NQ | HITACHI | Ducted | Single Split System | 14 | 16 | ELIGIBLE | 41 | 99 | 1049.56 | 48 | 243 | 1393.98
PAS-5.0UFASMQ1 / PPIM-5.0UFA1NQ | HITACHI | Ducted | Single Split System | 12.5 | 14 | ELIGIBLE | 40 | 219 | 1183.1 | 47 | 347 | 1506.72
PAS-4.0UFASMQ1 / PPIM-4.0UFA1NQ | HITACHI | Ducted | Single Split System | 10 | 11.5 | INELIGIBLE | 0 | 0 | 0 | 0 | 0 | 0
PAS-5.0UFASMQ1 / PPIH-5.0UFA1NQ | HITACHI | Ducted | Single Split System | 12.5 | 14 | ELIGIBLE | 39 | 220 | 1161.94 | 46 | 348 | 1485.56
PAS-4.0UFASMQ1 / PPIH-4.0UFA1NQ | HITACHI | Ducted | Single Split System | 10 | 12.5 | INELIGIBLE | 0 | 0 | 0 | 0 | 0 | 0
PAS-6.0UFASMQ1 / PPIH-6.0UFA1NQ | HITACHI | Ducted | Single Split System | 14 | 16.5 | ELIGIBLE | 42 | 218 | 1226.72 | 49 | 361 | 1569.84
PAS-6.5UFASMQ1 / PPIH-6.5UFA1NQ | HITACHI | Ducted | Single Split System | 16 | 18 | ELIGIBLE | 47 | 68 | 1144.02 | 55 | 232 | 1536.9
PAS-5.0UFASNQ1 / PPIH-5.0UFA1NQ | HITACHI | Ducted | Single Split System | 12.5 | 14 | ELIGIBLE | 0 | 0 | 0 | 0 | 0 | 0
PAS-6.5UFASNQ1 / PPIH-6.5UFA1NQ | HITACHI | Ducted | Single Split System | 16 | 18 | ELIGIBLE | 45 | 68 | 1099.1 | 54 | 232 | 1514.44
PAS-6.5UFASMQ1 / PPIH-6.5UFA1NQ | HITACHI | Ducted | Single Split System | 16 | 18 | ELIGIBLE | 47 | 68 | 1144.02 | 55 | 232 | 1536.9
PAS-4.0UFASNQ1 / PPK-4.0UFA1NQ | HITACHI | Non Ducted | Single Split System | 10 | 11.5 | ELIGIBLE | 33 | 203 | 1005.08 | 39 | 305 | 1272.44
PAS-4.0UFASMQ1 / PPK-4.0UFA1NQ | HITACHI | Non Ducted | Single Split System | 10 | 11.5 | ELIGIBLE | 31 | 167 | 913.36 | 37 | 270 | 1182.02
PAS-3.0UFASNQ1 / PPK-3.0UFA1NQ | HITACHI | Non Ducted | Single Split System | 7.2 | 8.1 | INELIGIBLE | 0 | 0 | 0 | 0 | 0 | 0
HYSSAC35PWA | HYUNDAI | Non Ducted | Single Split System | 3.5 | 4.5 | INELIGIBLE | 0 | 0 | 0 | 0 | 0 | 0
HYSSAC35PWB | HYUNDAI | Non Ducted | Single Split System | 3.5 | 4.5 | INELIGIBLE | 0 | 0 | 0 | 0 | 0 | 0
HYSSAC35PWC | HYUNDAI | Non Ducted | Single Split System | 3.5 | 4.5 | INELIGIBLE | 0 | 0 | 0 | 0 | 0 | 0
HYSSAC35PWD | HYUNDAI | Non Ducted | Single Split System | 3.5 | 4.5 | INELIGIBLE | 0 | 0 | 0 | 0 | 0 | 0
HYSSAC35PW* | HYUNDAI | Non Ducted | Single Split System | 3.5 | 4.5 | INELIGIBLE | 0 | 0 | 0 | 0 | 0 | 0
HYSSAC52PWA | HYUNDAI | Non Ducted | Single Split System | 5.2 | 5.2 | ELIGIBLE | 15 | 63 | 418.8 | 17 | 111 | 526.12
HYSSAC52PWB | HYUNDAI | Non Ducted | Single Split System | 5.2 | 5.2 | ELIGIBLE | 15 | 63 | 418.8 | 17 | 111 | 526.12
HYSSAC52PWC | HYUNDAI | Non Ducted | Single Split System | 5.2 | 5.2 | ELIGIBLE | 15 | 63 | 418.8 | 17 | 111 | 526.12
HYSSAC52PWD | HYUNDAI | Non Ducted | Single Split System | 5.2 | 5.2 | ELIGIBLE | 15 | 63 | 418.8 | 17 | 111 | 526.12
HYSSAC52PW* | HYUNDAI | Non Ducted | Single Split System | 5.2 | 5.2 | ELIGIBLE | 15 | 63 | 418.8 | 17 | 111 | 526.12
HYSSAC72PWA | HYUNDAI | Non Ducted | Single Split System | 7.2 | 7.2 | ELIGIBLE | 21 | 99 | 600.36 | 24 | 165 | 753.54
HYSSAC72PWB | HYUNDAI | Non Ducted | Single Split System | 7.2 | 7.2 | ELIGIBLE | 21 | 99 | 600.36 | 24 | 165 | 753.54
HYSSAC72PWC | HYUNDAI | Non Ducted | Single Split System | 7.2 | 7.2 | ELIGIBLE | 21 | 99 | 600.36 | 24 | 165 | 753.54
HYSSAC72PWD | HYUNDAI | Non Ducted | Single Split System | 7.2 | 7.2 | ELIGIBLE | 21 | 99 | 600.36 | 24 | 165 | 753.54
HYSSAC72PW* | HYUNDAI | Non Ducted | Single Split System | 7.2 | 7.2 | ELIGIBLE | 21 | 99 | 600.36 | 24 | 165 | 753.54
HYSSAC88PWA | HYUNDAI | Non Ducted | Single Split System | 8.8 | 8.8 | ELIGIBLE | 24 | 69 | 628.74 | 27 | 149 | 800.12
HYSSAC88PWB | HYUNDAI | Non Ducted | Single Split System | 8.8 | 8.8 | ELIGIBLE | 24 | 69 | 628.74 | 27 | 149 | 800.12
HYSSAC88PWC | HYUNDAI | Non Ducted | Single Split System | 8.8 | 8.8 | ELIGIBLE | 24 | 69 | 628.74 | 27 | 149 | 800.12
HYSSAC88PWD | HYUNDAI | Non Ducted | Single Split System | 8.8 | 8.8 | ELIGIBLE | 24 | 69 | 628.74 | 27 | 149 | 800.12
HYSSAC88PW* | HYUNDAI | Non Ducted | Single Split System | 8.8 | 8.8 | ELIGIBLE | 24 | 69 | 628.74 | 27 | 149 | 800.12
HYSSAC26PWA | HYUNDAI | Non Ducted | Single Split System | 2.64 | 4.05 | INELIGIBLE | 0 | 0 | 0 | 0 | 0 | 0
HYSSAC26PWB | HYUNDAI | Non Ducted | Single Split System | 2.64 | 4.05 | INELIGIBLE | 0 | 0 | 0 | 0 | 0 | 0
HYSSAC26PWC | HYUNDAI | Non Ducted | Single Split System | 2.64 | 4.05 | INELIGIBLE | 0 | 0 | 0 | 0 | 0 | 0
HYSSAC26PWD | HYUNDAI | Non Ducted | Single Split System | 2.64 | 4.05 | INELIGIBLE | 0 | 0 | 0 | 0 | 0 | 0
HYSSAC26PW* | HYUNDAI | Non Ducted | Single Split System | 2.64 | 4.05 | INELIGIBLE | 0 | 0 | 0 | 0 | 0 | 0
HYSSSAC26TA | HYUNDAI | Non Ducted | Single Split System | 2.64 | 3.3 | ELIGIBLE | 8 | 47 | 240.78 | 9 | 69 | 291.84
HYSSSAC26TB | HYUNDAI | Non Ducted | Single Split System | 2.64 | 3.3 | ELIGIBLE | 8 | 47 | 240.78 | 9 | 69 | 291.84
HYSSSAC26TC | HYUNDAI | Non Ducted | Single Split System | 2.64 | 3.3 | ELIGIBLE | 8 | 47 | 240.78 | 9 | 69 | 291.84
HYSSSAC26TD | HYUNDAI | Non Ducted | Single Split System | 2.64 | 3.3 | ELIGIBLE | 8 | 47 | 240.78 | 9 | 69 | 291.84
HYSSSAC26T* | HYUNDAI | Non Ducted | Single Split System | 2.64 | 3.3 | ELIGIBLE | 8 | 47 | 240.78 | 9 | 69 | 291.84
HYSSSAC21TA | HYUNDAI | Non Ducted | Single Split System | 2.15 | 2.1 | INELIGIBLE | 0 | 0 | 0 | 0 | 0 | 0
HYSSSAC21TB | HYUNDAI | Non Ducted | Single Split System | 2.15 | 2.1 | INELIGIBLE | 0 | 0 | 0 | 0 | 0 | 0
HYSSSAC21TC | HYUNDAI | Non Ducted | Single Split System | 2.15 | 2.1 | INELIGIBLE | 0 | 0 | 0 | 0 | 0 | 0
HYSSSAC21TD | HYUNDAI | Non Ducted | Single Split System | 2.15 | 2.1 | INELIGIBLE | 0 | 0 | 0 | 0 | 0 | 0
HYSSSAC21T* | HYUNDAI | Non Ducted | Single Split System | 2.15 | 2.1 | INELIGIBLE | 0 | 0 | 0 | 0 | 0 | 0
HYD18KPACPA | HYUNDAI | Non Ducted | Portable | 5.2 | 4.1 | INELIGIBLE | 0 | 0 | 0 | 0 | 0 | 0
HYD18KPACPB | HYUNDAI | Non Ducted | Portable | 5.2 | 4.1 | INELIGIBLE | 0 | 0 | 0 | 0 | 0 | 0
HYD18KPACPC | HYUNDAI | Non Ducted | Portable | 5.2 | 4.1 | INELIGIBLE | 0 | 0 | 0 | 0 | 0 | 0
HYD18KPACPD | HYUNDAI | Non Ducted | Portable | 5.2 | 4.1 | INELIGIBLE | 0 | 0 | 0 | 0 | 0 | 0
HYD18KPACP* | HYUNDAI | Non Ducted | Portable | 5.2 | 4.1 | INELIGIBLE | 0 | 0 | 0 | 0 | 0 | 0
HY13KSPACPA | HYUNDAI | Non Ducted | Portable | 3.8 | 2.8 | INELIGIBLE | 0 | 0 | 0 | 0 | 0 | 0
HY13KSPACPB | HYUNDAI | Non Ducted | Portable | 3.8 | 2.8 | INELIGIBLE | 0 | 0 | 0 | 0 | 0 | 0
HY13KSPACPC | HYUNDAI | Non Ducted | Portable | 3.8 | 2.8 | INELIGIBLE | 0 | 0 | 0 | 0 | 0 | 0
HY13KSPACPD | HYUNDAI | Non Ducted | Portable | 3.8 | 2.8 | INELIGIBLE | 0 | 0 | 0 | 0 | 0 | 0
HY13KSPACP* | HYUNDAI | Non Ducted | Portable | 3.8 | 2.8 | INELIGIBLE | 0 | 0 | 0 | 0 | 0 | 0
HYSSSAC35TA | HYUNDAI | Non Ducted | Single Split System | 3.53 | 3.65 | ELIGIBLE | 9 | 28 | 238.54 | 11 | 56 | 319.86
HYSSSAC35TB | HYUNDAI | Non Ducted | Single Split System | 3.53 | 3.65 | ELIGIBLE | 9 | 28 | 238.54 | 11 | 56 | 319.86
HYSSSAC35TC | HYUNDAI | Non Ducted | Single Split System | 3.53 | 3.65 | ELIGIBLE | 9 | 28 | 238.54 | 11 | 56 | 319.86
HYSSSAC35TD | HYUNDAI | Non Ducted | Single Split System | 3.53 | 3.65 | ELIGIBLE | 9 | 28 | 238.54 | 11 | 56 | 319.86
HYSSSAC35T* | HYUNDAI | Non Ducted | Single Split System | 3.53 | 3.65 | ELIGIBLE | 9 | 28 | 238.54 | 11 | 56 | 319.86
HYSSSAC53TA | HYUNDAI | Non Ducted | Single Split System | 5.3 | 5.3 | ELIGIBLE | 16 | 102 | 491.96 | 19 | 150 | 621.74
HYSSSAC53TB | HYUNDAI | Non Ducted | Single Split System | 5.3 | 5.3 | ELIGIBLE | 16 | 102 | 491.96 | 19 | 150 | 621.74
HYSSSAC53TC | HYUNDAI | Non Ducted | Single Split System | 5.3 | 5.3 | ELIGIBLE | 16 | 102 | 491.96 | 19 | 150 | 621.74
HYSSSAC53TD | HYUNDAI | Non Ducted | Single Split System | 5.3 | 5.3 | ELIGIBLE | 16 | 102 | 491.96 | 19 | 150 | 621.74
HYSSSAC53T* | HYUNDAI | Non Ducted | Single Split System | 5.3 | 5.3 | ELIGIBLE | 16 | 102 | 491.96 | 19 | 150 | 621.74
HYSSSAC72TA | HYUNDAI | Non Ducted | Single Split System | 7.2 | 7.3 | ELIGIBLE | 21 | 43 | 527.56 | 24 | 108 | 679.44
HYSSSAC72TB | HYUNDAI | Non Ducted | Single Split System | 7.2 | 7.3 | ELIGIBLE | 21 | 43 | 527.56 | 24 | 108 | 679.44
HYSSSAC72TC | HYUNDAI | Non Ducted | Single Split System | 7.2 | 7.3 | ELIGIBLE | 21 | 43 | 527.56 | 24 | 108 | 679.44
HYSSSAC72TD | HYUNDAI | Non Ducted | Single Split System | 7.2 | 7.3 | ELIGIBLE | 21 | 43 | 527.56 | 24 | 108 | 679.44
HYSSSAC72T* | HYUNDAI | Non Ducted | Single Split System | 7.2 | 7.3 | ELIGIBLE | 21 | 43 | 527.56 | 24 | 108 | 679.44
HYDCTAC10TA | HYUNDAI | Ducted | Single Split System | 10.5 | 12.5 | ELIGIBLE | 38 | 268 | 1201.88 | 44 | 376 | 1477.04
HYDCTAC10TB | HYUNDAI | Ducted | Single Split System | 10.5 | 12.5 | ELIGIBLE | 38 | 268 | 1201.88 | 44 | 376 | 1477.04
HYDCTAC10TC | HYUNDAI | Ducted | Single Split System | 10.5 | 12.5 | ELIGIBLE | 38 | 268 | 1201.88 | 44 | 376 | 1477.04
HYDCTAC10TD | HYUNDAI | Ducted | Single Split System | 10.5 | 12.5 | ELIGIBLE | 38 | 268 | 1201.88 | 44 | 376 | 1477.04
HYDCTAC10T* | HYUNDAI | Ducted | Single Split System | 10.5 | 12.5 | ELIGIBLE | 38 | 268 | 1201.88 | 44 | 376 | 1477.04
HYDCTAC14TA | HYUNDAI | Ducted | Single Split System | 14 | 16.5 | ELIGIBLE | 47 | 197 | 1311.72 | 55 | 341 | 1678.6
HYDCTAC14TB | HYUNDAI | Ducted | Single Split System | 14 | 16.5 | ELIGIBLE | 47 | 197 | 1311.72 | 55 | 341 | 1678.6
HYDCTAC14TC | HYUNDAI | Ducted | Single Split System | 14 | 16.5 | ELIGIBLE | 47 | 197 | 1311.72 | 55 | 341 | 1678.6
HYDCTAC14TD | HYUNDAI | Ducted | Single Split System | 14 | 16.5 | ELIGIBLE | 47 | 197 | 1311.72 | 55 | 341 | 1678.6
HYDCTAC14T* | HYUNDAI | Ducted | Single Split System | 14 | 16.5 | ELIGIBLE | 47 | 197 | 1311.72 | 55 | 341 | 1678.6
HYDCTAC71TA | HYUNDAI | Ducted | Single Split System | 7.1 | 7.5 | ELIGIBLE | 23 | 115 | 666.08 | 27 | 188 | 850.82
HYDCTAC71TB | HYUNDAI | Ducted | Single Split System | 7.1 | 7.5 | ELIGIBLE | 23 | 115 | 666.08 | 27 | 188 | 850.82
HYDCTAC71TC | HYUNDAI | Ducted | Single Split System | 7.1 | 7.5 | ELIGIBLE | 23 | 115 | 666.08 | 27 | 188 | 850.82
HYDCTAC71TD | HYUNDAI | Ducted | Single Split System | 7.1 | 7.5 | ELIGIBLE | 23 | 115 | 666.08 | 27 | 188 | 850.82
HYDCTAC71T* | HYUNDAI | Ducted | Single Split System | 7.1 | 7.5 | ELIGIBLE | 23 | 115 | 666.08 | 27 | 188 | 850.82
FC-72MSZKE | Infinite | Non Ducted | Single Split System | 7.2 | 7.2 | ELIGIBLE | 20 | 95 | 572.7 | 24 | 160 | 747.04
C3MO12IC3II | Innova 2.0 | Non Ducted | Unitary double duct wall mounted | 2.35 | 2.35 | INELIGIBLE | 0 | 0 | 0 | 0 | 0 | 0
COMS12OC4II | Innova 2.0 | Non Ducted | Unitary double duct wall mounted | 2.35 | 2.35 | INELIGIBLE | 0 | 0 | 0 | 0 | 0 | 0
COMS12OCEII | Innova 2.0 | Non Ducted | Unitary double duct wall mounted | 2.35 | 2.35 | INELIGIBLE | 0 | 0 | 0 | 0 | 0 | 0
2.0CM12CII | Innova 2.0 | Non Ducted | Unitary double duct wall mounted | 2.35 | 2.35 | INELIGIBLE | 0 | 0 | 0 | 0 | 0 | 0
C3MS12IC3II | Innova 2.0 | Non Ducted | Unitary double duct wall mounted | 2.35 | 2.35 | INELIGIBLE | 0 | 0 | 0 | 0 | 0 | 0
CZMO12IC3II | Innova 2.0 | Non Ducted | Unitary double duct wall mounted | 2.35 | 2.35 | INELIGIBLE | 0 | 0 | 0 | 0 | 0 | 0
AW026-O/AW026-I | iZone | Non Ducted | Single Split System | 2.5 | 3.2 | ELIGIBLE | 8 | 48 | 242.08 | 9 | 68 | 290.54
AW035-O/AW035-I | iZone | Non Ducted | Single Split System | 3.5 | 4 | ELIGIBLE | 10 | 40 | 276.6 | 12 | 68 | 357.92
AW050-O/AW050-I | iZone | Non Ducted | Single Split System | 5 | 6 | ELIGIBLE | 17 | 92 | 501.42 | 20 | 138 | 628.6
AW070-O/AW070-I | iZone | Non Ducted | Single Split System | 7.1 | 8 | ELIGIBLE | 22 | 54 | 564.32 | 25 | 119 | 716.2
AW090-O/AW090-I | iZone | Non Ducted | Single Split System | 9 | 10 | ELIGIBLE | 28 | 66 | 714.68 | 32 | 148 | 911.12
KSI12 | Kaden | Non Ducted | Single Split System | 3.55 | 4 | ELIGIBLE | 10 | 44 | 281.8 | 12 | 72 | 363.12
KSI06 | Kaden | Non Ducted | Single Split System | 2 | 2.25 | INELIGIBLE | 0 | 0 | 0 | 0 | 0 | 0
KSI09 | Kaden | Non Ducted | Single Split System | 2.6 | 2.7 | ELIGIBLE | 7 | 35 | 202.72 | 8 | 56 | 252.48
KSI18 | Kaden | Non Ducted | Single Split System | 5 | 5.2 | ELIGIBLE | 15 | 74 | 433.1 | 17 | 120 | 537.82
KSI24 | Kaden | Non Ducted | Single Split System | 7 | 7.5 | ELIGIBLE | 21 | 66 | 557.46 | 24 | 130 | 708.04
KSI28 | Kaden | Non Ducted | Single Split System | 8 | 8.5 | INELIGIBLE | 0 | 0 | 0 | 0 | 0 | 0
KW09 | Kaden | Non Ducted | Window Wall | 2.8 | 2.45 | INELIGIBLE | 0 | 0 | 0 | 0 | 0 | 0
KW12 | Kaden | Non Ducted | Window Wall | 3.9 | 3.6 | INELIGIBLE | 0 | 0 | 0 | 0 | 0 | 0
KW18 | Kaden | Non Ducted | Window Wall | 5.3 | 4.8 | INELIGIBLE | 0 | 0 | 0 | 0 | 0 | 0
KW21 | Kaden | Non Ducted | Window Wall | 6 | 5.52 | INELIGIBLE | 0 | 0 | 0 | 0 | 0 | 0
KS09 | KADEN | Non Ducted | Single Split System | 2.6 | 2.8 | INELIGIBLE | 0 | 0 | 0 | 0 | 0 | 0
KS18 | KADEN | Non Ducted | Single Split System | 5 | 5.1 | ELIGIBLE | 14 | 60 | 392.44 | 17 | 105 | 518.32
KS28 | KADEN | Non Ducted | Single Split System | 8 | 8.1 | INELIGIBLE | 0 | 0 | 0 | 0 | 0 | 0
KS24 | KADEN | Non Ducted | Single Split System | 7 | 7.5 | INELIGIBLE | 0 | 0 | 0 | 0 | 0 | 0
KS12 | KADEN | Non Ducted | Single Split System | 3.5 | 3.8 | ELIGIBLE | 9 | 25 | 234.64 | 11 | 53 | 315.96
KDI24 / KDI24 | Kaden | Ducted | Single Split System | 7.3 | 7.5 | ELIGIBLE | 24 | 75 | 636.54 | 27 | 150 | 801.42
KDI36 / KDI36 | Kaden | Ducted | Single Split System | 10.5 | 11.5 | ELIGIBLE | 37 | 85 | 941.52 | 42 | 192 | 1192.92
KDI42 / KDI42 | Kaden | Ducted | Single Split System | 12.5 | 13 | ELIGIBLE | 41 | 113 | 1067.76 | 47 | 241 | 1368.92
KDI48 / KDI48 | Kaden | Ducted | Single Split System | 14 | 14 | ELIGIBLE | 44 | 93 | 1109.14 | 51 | 237 | 1453.56
KDI60 / KDI60 | Kaden | Ducted | Single Split System | 17 | 18 | ELIGIBLE | 55 | 69 | 1325 | 64 | 243 | 1753.34
KCI36 / KCI36 | Kaden | Non Ducted | Single Split System | 10.5 | 11 | ELIGIBLE | 35 | 224 | 1077.3 | 41 | 332 | 1352.46
KDI42 / KCI42 | Kaden | Non Ducted | Single Split System | 12.5 | 13 | ELIGIBLE | 41 | 190 | 1167.86 | 47 | 318 | 1469.02
KDI48 / KCI48 | Kaden | Non Ducted | Single Split System | 14 | 14.5 | ELIGIBLE | 45 | 78 | 1112.1 | 52 | 222 | 1456.52
KSI24 | Kaden | Non Ducted | Single Split System | 7 | 7.5 | ELIGIBLE | 21 | 66 | 557.46 | 24 | 130 | 708.04
KSI28 | Kaden | Non Ducted | Single Split System | 7.6 | 8.5 | ELIGIBLE | 0 | 0 | 0 | 0 | 0 | 0
KW21 | Kaden | Non Ducted | Window Wall | 6.09 | 5.8 | INELIGIBLE | 0 | 0 | 0 | 0 | 0 | 0
KD36 | Kaden | Ducted | Single Split System | 10.5 | 10 | INELIGIBLE | 0 | 0 | 0 | 0 | 0 | 0
KD24 | Kaden | Ducted | Single Split System | 7 | 8 | INELIGIBLE | 0 | 0 | 0 | 0 | 0 | 0
KD42 | Kaden | Ducted | Single Split System | 13 | 15 | INELIGIBLE | 0 | 0 | 0 | 0 | 0 | 0
KD48 | Kaden | Ducted | Single Split System | 14.5 | 17 | INELIGIBLE | 0 | 0 | 0 | 0 | 0 | 0
KDI36 | Kaden | Ducted | Single Split System | 10.5 | 11.5 | INELIGIBLE | 0 | 0 | 0 | 0 | 0 | 0
KDI42 | Kaden | Ducted | Single Split System | 12.5 | 13 | ELIGIBLE | 40 | 113 | 1045.3 | 46 | 241 | 1346.46
KCI24 | Kaden | Non Ducted | Single Split System | 7 | 7.7 | ELIGIBLE | 23 | 101 | 647.88 | 26 | 165 | 798.46
KDI36 | Kaden | Ducted | Single Split System | 10.5 | 11.5 | ELIGIBLE | 0 | 0 | 0 | 0 | 0 | 0
KDI42 | Kaden | Ducted | Single Split System | 12.5 | 13 | ELIGIBLE | 40 | 113 | 1045.3 | 46 | 241 | 1346.46
KSI-2.0 | Kaden | Non Ducted | Single Split System | 2.05 | 2.37 | ELIGIBLE | 6 | 35 | 180.26 | 7 | 51 | 223.52
KSI-2.5 | Kaden | Non Ducted | Single Split System | 2.5 | 2.795 | ELIGIBLE | 7 | 42 | 211.82 | 8 | 62 | 260.28
KSI-3.5 | Kaden | Non Ducted | Single Split System | 3.5 | 4 | ELIGIBLE | 10 | 31 | 264.9 | 12 | 59 | 346.22
KSI-5.0 | Kaden | Non Ducted | Single Split System | 5 | 5.54 | ELIGIBLE | 16 | 63 | 441.26 | 19 | 109 | 568.44
KSI-7.0 | Kaden | Non Ducted | Single Split System | 7 | 7.5 | ELIGIBLE | 21 | 48 | 534.06 | 25 | 112 | 707.1
KSI-7.6 | Kaden | Non Ducted | Single Split System | 7.65 | 8.2 | ELIGIBLE | 23 | 30 | 555.58 | 26 | 99 | 712.66
KSI-9.0 | Kaden | Non Ducted | Single Split System | 9 | 9.5 | ELIGIBLE | 28 | 62 | 709.48 | 32 | 144 | 905.92
KDI-7.0 | Kaden | Ducted | Single Split System | 7.3 | 7.5 | ELIGIBLE | 24 | 64 | 622.24 | 28 | 138 | 808.28
KDI-10.5 | Kaden | Ducted | Single Split System | 10.5 | 12.5 | ELIGIBLE | 38 | 71 | 945.78 | 44 | 179 | 1220.94
KDI-12.5 | Kaden | Ducted | Single Split System | 12.6 | 14.5 | ELIGIBLE | 45 | 88 | 1125.1 | 52 | 217 | 1450.02
KDI-14.0 | Kaden | Ducted | Single Split System | 14 | 15.5 | ELIGIBLE | 48 | 114 | 1226.28 | 56 | 257 | 1591.86
KDI-14.0S | Kaden | Ducted | Single Split System | 14 | 17 | ELIGIBLE | 53 | 182 | 1426.98 | 61 | 326 | 1793.86
KDI-17.0 | Kaden | Ducted | Single Split System | 17 | 18 | ELIGIBLE | 55 | 113 | 1382.2 | 64 | 288 | 1811.84
WH52 | KELVINATOR | Non Ducted | Window Wall | 5.3 | 4.8 | INELIGIBLE | 0 | 0 | 0 | 0 | 0 | 0
KWH52HRF | KELVINATOR | Non Ducted | Window Wall | 5.3 | 4.8 | INELIGIBLE | 0 | 0 | 0 | 0 | 0 | 0
KWH22HRF | KELVINATOR | Non Ducted | Window Wall | 2.2 | 1.9 | INELIGIBLE | 0 | 0 | 0 | 0 | 0 | 0
WH22 | KELVINATOR | Non Ducted | Window Wall | 2.2 | 1.9 | INELIGIBLE | 0 | 0 | 0 | 0 | 0 | 0
KWH39HRF | KELVINATOR | Non Ducted | Window Wall | 3.9 | 3.6 | INELIGIBLE | 0 | 0 | 0 | 0 | 0 | 0
WH39 | KELVINATOR | Non Ducted | Window Wall | 3.9 | 3.6 | INELIGIBLE | 0 | 0 | 0 | 0 | 0 | 0
KWH27HRF | KELVINATOR | Non Ducted | Window Wall | 2.8 | 2.45 | INELIGIBLE | 0 | 0 | 0 | 0 | 0 | 0
WH27 | KELVINATOR | Non Ducted | Window Wall | 2.8 | 2.45 | INELIGIBLE | 0 | 0 | 0 | 0 | 0 | 0
WH60 | KELVINATOR | Non Ducted | Window Wall | 6.09 | 5.8 | INELIGIBLE | 0 | 0 | 0 | 0 | 0 | 0
KWH60HRF | KELVINATOR | Non Ducted | Window Wall | 6.09 | 5.8 | INELIGIBLE | 0 | 0 | 0 | 0 | 0 | 0
A007C-09CH | Kensington | Non Ducted | Portable | 2.6 | 1.9 | INELIGIBLE | 0 | 0 | 0 | 0 | 0 | 0
KWH100ATBXB-K6DNA1/O / KWH100ATBXB-K6DNA1/I | KINGHOME | Non Ducted | Single Split System | 10 | 11 | ELIGIBLE | 34 | 123 | 923.54 | 39 | 225 | 1168.44
KWH52ATBXB-K6DNA2/O / KWH52ATBXB-K6DNA2/I | KINGHOME | Non Ducted | Single Split System | 5.2 | 5.8 | INELIGIBLE | 0 | 0 | 0 | 0 | 0 | 0
KWH71ATBXB-K6DNA2 | KINGHOME | Non Ducted | Single Split System | 7.1 | 7.8 | ELIGIBLE | 23 | 84 | 625.78 | 27 | 149 | 800.12
KWH20ATBXB-K6DNA2 | KINGHOME | Non Ducted | Single Split System | 2 | 2.638 | INELIGIBLE | 0 | 0 | 0 | 0 | 0 | 0
KWH27ATBXB-K6DNA2/O / KWH27ATBXB-K6DNA2/I | KINGHOME | Non Ducted | Single Split System | 2.7 | 3 | INELIGIBLE | 0 | 0 | 0 | 0 | 0 | 0
KWH35ATBXB-K6DNA2/O / KWH35ATBXB-K6DNA2/I | KINGHOME | Non Ducted | Single Split System | 3.517 | 3.8 | INELIGIBLE | 0 | 0 | 0 | 0 | 0 | 0
KAWFPAC16PYA | KOGAN | Non Ducted | Portable | 4.7 | 4 | INELIGIBLE | 0 | 0 | 0 | 0 | 0 | 0
KAWFPAC16PYB | KOGAN | Non Ducted | Portable | 4.7 | 4 | INELIGIBLE | 0 | 0 | 0 | 0 | 0 | 0
KAWFPAC16PYC | KOGAN | Non Ducted | Portable | 4.7 | 4 | INELIGIBLE | 0 | 0 | 0 | 0 | 0 | 0
KAWFPAC16PYD | KOGAN | Non Ducted | Portable | 4.7 | 4 | INELIGIBLE | 0 | 0 | 0 | 0 | 0 | 0
KAWFPAC16PYE | KOGAN | Non Ducted | Portable | 4.7 | 4 | INELIGIBLE | 0 | 0 | 0 | 0 | 0 | 0
KAWFPAC16PY* | KOGAN | Non Ducted | Portable | 4.7 | 4 | INELIGIBLE | 0 | 0 | 0 | 0 | 0 | 0
KAVWAC26YA | KOGAN | Non Ducted | Window Wall | 2.6 | 2.9 | INELIGIBLE | 0 | 0 | 0 | 0 | 0 | 0
KAVWAC26YB | KOGAN | Non Ducted | Window Wall | 2.6 | 2.9 | INELIGIBLE | 0 | 0 | 0 | 0 | 0 | 0
KAVWAC26YC | KOGAN | Non Ducted | Window Wall | 2.6 | 2.9 | INELIGIBLE | 0 | 0 | 0 | 0 | 0 | 0
KAVWAC26Y* | KOGAN | Non Ducted | Window Wall | 2.6 | 2.9 | INELIGIBLE | 0 | 0 | 0 | 0 | 0 | 0
KASHSAC72UA | KOGAN | Non Ducted | Single Split System | 7.04 | 8.2 | INELIGIBLE | 0 | 0 | 0 | 0 | 0 | 0
KASHSAC72UB | KOGAN | Non Ducted | Single Split System | 7.04 | 8.2 | INELIGIBLE | 0 | 0 | 0 | 0 | 0 | 0
KASHSAC72UC | KOGAN | Non Ducted | Single Split System | 7.04 | 8.2 | INELIGIBLE | 0 | 0 | 0 | 0 | 0 | 0
KASHSAC72U* | KOGAN | Non Ducted | Single Split System | 7.04 | 8.2 | INELIGIBLE | 0 | 0 | 0 | 0 | 0 | 0
KASHSAC26UC | KOGAN | Non Ducted | Single Split System | 2.64 | 2.9 | ELIGIBLE | 7 | 15 | 176.72 | 9 | 36 | 248.94
KASHSAC26UB | KOGAN | Non Ducted | Single Split System | 2.64 | 2.9 | ELIGIBLE | 7 | 15 | 176.72 | 9 | 36 | 248.94
KASHSAC26UA | KOGAN | Non Ducted | Single Split System | 2.64 | 2.9 | ELIGIBLE | 7 | 15 | 176.72 | 9 | 36 | 248.94
KASHSAC26U* | KOGAN | Non Ducted | Single Split System | 2.64 | 2.9 | ELIGIBLE | 7 | 15 | 176.72 | 9 | 36 | 248.94
KASHSAC80TA | KOGAN | Non Ducted | Single Split System | 8.2 | 8.5 | ELIGIBLE | 24 | 73 | 633.94 | 28 | 147 | 819.98
KASHSAC80TB | KOGAN | Non Ducted | Single Split System | 8.2 | 8.5 | ELIGIBLE | 24 | 73 | 633.94 | 28 | 147 | 819.98
KASHSAC80TC | KOGAN | Non Ducted | Single Split System | 8.2 | 8.5 | ELIGIBLE | 24 | 73 | 633.94 | 28 | 147 | 819.98
KASHSAC80TD | KOGAN | Non Ducted | Single Split System | 8.2 | 8.5 | ELIGIBLE | 24 | 73 | 633.94 | 28 | 147 | 819.98
KASHSAC80T* | KOGAN | Non Ducted | Single Split System | 8.2 | 8.5 | ELIGIBLE | 24 | 73 | 633.94 | 28 | 147 | 819.98
KASHSAC52UA | KOGAN | Non Ducted | Single Split System | 5.3 | 5.3 | ELIGIBLE | 15 | 4 | 342.1 | 18 | 53 | 473.18
KASHSAC52UB | KOGAN | Non Ducted | Single Split System | 5.3 | 5.3 | ELIGIBLE | 15 | 4 | 342.1 | 18 | 53 | 473.18
KASHSAC52UC | KOGAN | Non Ducted | Single Split System | 5.3 | 5.3 | ELIGIBLE | 15 | 4 | 342.1 | 18 | 53 | 473.18
KASHSAC52U* | KOGAN | Non Ducted | Single Split System | 5.3 | 5.3 | ELIGIBLE | 15 | 4 | 342.1 | 18 | 53 | 473.18
KASHSAC35UA | KOGAN | Non Ducted | Single Split System | 3.5 | 4 | INELIGIBLE | 0 | 0 | 0 | 0 | 0 | 0
KASHSAC35UB | KOGAN | Non Ducted | Single Split System | 3.5 | 4 | INELIGIBLE | 0 | 0 | 0 | 0 | 0 | 0
KASHSAC35UC | KOGAN | Non Ducted | Single Split System | 3.5 | 4 | INELIGIBLE | 0 | 0 | 0 | 0 | 0 | 0
KASHSAC35U* | KOGAN | Non Ducted | Single Split System | 3.5 | 4 | INELIGIBLE | 0 | 0 | 0 | 0 | 0 | 0
KASVWAC30YA | KOGAN | Non Ducted | Window Wall | 3.08 | 3.22 | INELIGIBLE | 0 | 0 | 0 | 0 | 0 | 0
KASVWAC30YB | KOGAN | Non Ducted | Window Wall | 3.08 | 3.22 | INELIGIBLE | 0 | 0 | 0 | 0 | 0 | 0
KASVWAC30YC | KOGAN | Non Ducted | Window Wall | 3.08 | 3.22 | INELIGIBLE | 0 | 0 | 0 | 0 | 0 | 0
KASVWAC30YD | KOGAN | Non Ducted | Window Wall | 3.08 | 3.22 | INELIGIBLE | 0 | 0 | 0 | 0 | 0 | 0
KASVWAC30Y* | KOGAN | Non Ducted | Window Wall | 3.08 | 3.22 | INELIGIBLE | 0 | 0 | 0 | 0 | 0 | 0
KAWDACR27TA | KOGAN | Non Ducted | Window Wall | 2.7 | 2.4 | INELIGIBLE | 0 | 0 | 0 | 0 | 0 | 0
KAWDACR27TB | KOGAN | Non Ducted | Window Wall | 2.7 | 2.4 | INELIGIBLE | 0 | 0 | 0 | 0 | 0 | 0
KAWDACR27TC | KOGAN | Non Ducted | Window Wall | 2.7 | 2.4 | INELIGIBLE | 0 | 0 | 0 | 0 | 0 | 0
KAWDACR27TD | KOGAN | Non Ducted | Window Wall | 2.7 | 2.4 | INELIGIBLE | 0 | 0 | 0 | 0 | 0 | 0
KAWDACR27T* | KOGAN | Non Ducted | Window Wall | 2.7 | 2.4 | INELIGIBLE | 0 | 0 | 0 | 0 | 0 | 0
KASHSAC26TA | KOGAN | Non Ducted | Single Split System | 2.64 | 4.05 | INELIGIBLE | 0 | 0 | 0 | 0 | 0 | 0
KASHSAC26TB | KOGAN | Non Ducted | Single Split System | 2.64 | 4.05 | INELIGIBLE | 0 | 0 | 0 | 0 | 0 | 0
KASHSAC26TC | KOGAN | Non Ducted | Single Split System | 2.64 | 4.05 | INELIGIBLE | 0 | 0 | 0 | 0 | 0 | 0
KASHSAC26TD | KOGAN | Non Ducted | Single Split System | 2.64 | 4.05 | INELIGIBLE | 0 | 0 | 0 | 0 | 0 | 0
KASHSAC26T* | KOGAN | Non Ducted | Single Split System | 2.64 | 4.05 | INELIGIBLE | 0 | 0 | 0 | 0 | 0 | 0
KASHSAC35TA | KOGAN | Non Ducted | Single Split System | 3.5 | 4.5 | INELIGIBLE | 0 | 0 | 0 | 0 | 0 | 0
KASHSAC35TB | KOGAN | Non Ducted | Single Split System | 3.5 | 4.5 | INELIGIBLE | 0 | 0 | 0 | 0 | 0 | 0
KASHSAC35TC | KOGAN | Non Ducted | Single Split System | 3.5 | 4.5 | INELIGIBLE | 0 | 0 | 0 | 0 | 0 | 0
KASHSAC35TD | KOGAN | Non Ducted | Single Split System | 3.5 | 4.5 | INELIGIBLE | 0 | 0 | 0 | 0 | 0 | 0
KASHSAC35T* | KOGAN | Non Ducted | Single Split System | 3.5 | 4.5 | INELIGIBLE | 0 | 0 | 0 | 0 | 0 | 0
KASHSAC70TA | KOGAN | Non Ducted | Single Split System | 7 | 7 | ELIGIBLE | 18 | 48 | 466.68 | 22 | 112 | 639.72
KASHSAC70TB | KOGAN | Non Ducted | Single Split System | 7 | 7 | ELIGIBLE | 18 | 48 | 466.68 | 22 | 112 | 639.72
KASHSAC70TC | KOGAN | Non Ducted | Single Split System | 7 | 7 | ELIGIBLE | 18 | 48 | 466.68 | 22 | 112 | 639.72
KASHSAC70TD | KOGAN | Non Ducted | Single Split System | 7 | 7 | ELIGIBLE | 18 | 48 | 466.68 | 22 | 112 | 639.72
KASHSAC70T* | KOGAN | Non Ducted | Single Split System | 7 | 7 | ELIGIBLE | 18 | 48 | 466.68 | 22 | 112 | 639.72
KAWDACR41TA | KOGAN | Non Ducted | Window Wall | 4.2 | 3.6 | INELIGIBLE | 0 | 0 | 0 | 0 | 0 | 0
KAWDACR41TB | KOGAN | Non Ducted | Window Wall | 4.2 | 3.6 | INELIGIBLE | 0 | 0 | 0 | 0 | 0 | 0
KAWDACR41TC | KOGAN | Non Ducted | Window Wall | 4.2 | 3.6 | INELIGIBLE | 0 | 0 | 0 | 0 | 0 | 0
KAWDACR41TD | KOGAN | Non Ducted | Window Wall | 4.2 | 3.6 | INELIGIBLE | 0 | 0 | 0 | 0 | 0 | 0
KAWDACR41T* | KOGAN | Non Ducted | Window Wall | 4.2 | 3.6 | INELIGIBLE | 0 | 0 | 0 | 0 | 0 | 0
KASSSAC26TA | KOGAN | Non Ducted | Single Split System | 2.62 | 3.3 | ELIGIBLE | 8 | 49 | 243.38 | 9 | 70 | 293.14
KASSSAC26TB | KOGAN | Non Ducted | Single Split System | 2.62 | 3.3 | ELIGIBLE | 8 | 49 | 243.38 | 9 | 70 | 293.14
KASSSAC26TC | KOGAN | Non Ducted | Single Split System | 2.62 | 3.3 | ELIGIBLE | 8 | 49 | 243.38 | 9 | 70 | 293.14
KASSSAC26TD | KOGAN | Non Ducted | Single Split System | 2.62 | 3.3 | ELIGIBLE | 8 | 49 | 243.38 | 9 | 70 | 293.14
KASSSAC26T* | KOGAN | Non Ducted | Single Split System | 2.62 | 3.3 | ELIGIBLE | 8 | 49 | 243.38 | 9 | 70 | 293.14
KASSSAC35TA | KOGAN | Non Ducted | Single Split System | 3.53 | 3.65 | ELIGIBLE | 9 | 17 | 224.24 | 11 | 45 | 305.56
KASSSAC35TB | KOGAN | Non Ducted | Single Split System | 3.53 | 3.65 | ELIGIBLE | 9 | 17 | 224.24 | 11 | 45 | 305.56
KASSSAC35TC | KOGAN | Non Ducted | Single Split System | 3.53 | 3.65 | ELIGIBLE | 9 | 17 | 224.24 | 11 | 45 | 305.56
KASSSAC35TD | KOGAN | Non Ducted | Single Split System | 3.53 | 3.65 | ELIGIBLE | 9 | 17 | 224.24 | 11 | 45 | 305.56
KASSSAC35T* | KOGAN | Non Ducted | Single Split System | 3.53 | 3.65 | ELIGIBLE | 9 | 17 | 224.24 | 11 | 45 | 305.56
KASHSAC52TA | KOGAN | Non Ducted | Single Split System | 5.25 | 5.2 | INELIGIBLE | 0 | 0 | 0 | 0 | 0 | 0
KASHSAC52TB | KOGAN | Non Ducted | Single Split System | 5.25 | 5.2 | INELIGIBLE | 0 | 0 | 0 | 0 | 0 | 0
KASHSAC52TC | KOGAN | Non Ducted | Single Split System | 5.25 | 5.2 | INELIGIBLE | 0 | 0 | 0 | 0 | 0 | 0
KASHSAC52TD | KOGAN | Non Ducted | Single Split System | 5.25 | 5.2 | INELIGIBLE | 0 | 0 | 0 | 0 | 0 | 0
KASHSAC52T* | KOGAN | Non Ducted | Single Split System | 5.25 | 5.2 | INELIGIBLE | 0 | 0 | 0 | 0 | 0 | 0
KASSSAC82TA | KOGAN | Non Ducted | Single Split System | 8.2 | 8.4 | ELIGIBLE | 24 | 47 | 600.14 | 27 | 122 | 765.02
KASSSAC82TB | KOGAN | Non Ducted | Single Split System | 8.2 | 8.4 | ELIGIBLE | 24 | 47 | 600.14 | 27 | 122 | 765.02
KASSSAC82TC | KOGAN | Non Ducted | Single Split System | 8.2 | 8.4 | ELIGIBLE | 24 | 47 | 600.14 | 27 | 122 | 765.02
KASSSAC82TD | KOGAN | Non Ducted | Single Split System | 8.2 | 8.4 | ELIGIBLE | 24 | 47 | 600.14 | 27 | 122 | 765.02
KASSSAC82T* | KOGAN | Non Ducted | Single Split System | 8.2 | 8.4 | ELIGIBLE | 24 | 47 | 600.14 | 27 | 122 | 765.02
AWH002SNM1T | LENNOX | Ducted | Packaged | 2 | 2.5 | INELIGIBLE | 0 | 0 | 0 | 0 | 0 | 0
AWH007SNM1T | LENNOX | Ducted | Packaged | 6.4 | 8 | INELIGIBLE | 0 | 0 | 0 | 0 | 0 | 0
AWH008SNM1T | LENNOX | Ducted | Packaged | 7.6 | 9 | INELIGIBLE | 0 | 0 | 0 | 0 | 0 | 0
AWH010SNM1T | LENNOX | Ducted | Packaged | 10.2 | 12.3 | INELIGIBLE | 0 | 0 | 0 | 0 | 0 | 0
AWH003SNM1T | LENNOX | Ducted | Packaged | 2.62 | 3.4 | INELIGIBLE | 0 | 0 | 0 | 0 | 0 | 0
UU100WR2 U30/UTN100MA NA0 | LG | Non Ducted | Single Split System | 9.5 | 10.8 | INELIGIBLE | 0 | 0 | 0 | 0 | 0 | 0
UU125WR2 U30/UTN125MA NA0 | LG | Non Ducted | Single Split System | 12.1 | 13.5 | INELIGIBLE | 0 | 0 | 0 | 0 | 0 | 0
UU140WR2 U30/UTN140MA NA0 | LG | Non Ducted | Single Split System | 13.4 | 15.5 | INELIGIBLE | 0 | 0 | 0 | 0 | 0 | 0
UU25WR2 UL0/UBN25L5 N50 | LG | Ducted | Single Split System | 2.5 | 3.2 | INELIGIBLE | 0 | 0 | 0 | 0 | 0 | 0
UU35WR2 UL0/UBN35L5 N50 | LG | Ducted | Single Split System | 3.4 | 4 | INELIGIBLE | 0 | 0 | 0 | 0 | 0 | 0
UU50WR2 U20/UBN50L6 N60 | LG | Ducted | Single Split System | 5 | 5.8 | INELIGIBLE | 0 | 0 | 0 | 0 | 0 | 0
UU85WR2 U40/UMN85M1 N10 | LG | Ducted | Single Split System | 8 | 9 | INELIGIBLE | 0 | 0 | 0 | 0 | 0 | 0
UU70WR2 U40/UMN70M1 N10 | LG | Ducted | Single Split System | 6.8 | 7.5 | INELIGIBLE | 0 | 0 | 0 | 0 | 0 | 0
UU140WR2 U30/UMN140M3 N30 | LG | Ducted | Single Split System | 13.8 | 15.5 | INELIGIBLE | 0 | 0 | 0 | 0 | 0 | 0
UU100WR2 U30/UMN100M2 N20 | LG | Ducted | Single Split System | 9.5 | 10.8 | INELIGIBLE | 0 | 0 | 0 | 0 | 0 | 0
WH30SRU-18 / WH30SRN-18 | LG | Non Ducted | Single Split System | 8.5 | 9 | ELIGIBLE | 24 | 112 | 684.64 | 28 | 190 | 875.88
WH24SLU-18 / WH24SLN-18 | LG | Non Ducted | Single Split System | 7.1 | 8 | ELIGIBLE | 22 | 93 | 615.02 | 25 | 158 | 766.9
WH09SKU-18 / WH09SKN-18 | LG | Non Ducted | Single Split System | 2.5 | 3.2 | ELIGIBLE | 8 | 50 | 244.68 | 9 | 70 | 293.14
WH12SKU-18 / WH12SKN-18 | LG | Non Ducted | Single Split System | 3.5 | 4 | ELIGIBLE | 10 | 28 | 261 | 11 | 56 | 319.86
WH34SRU-18 / WH34SRN-18 | LG | Non Ducted | Single Split System | 9.4 | 10.3 | ELIGIBLE | 27 | 70 | 697.42 | 31 | 156 | 899.06
UU85WR2 U40/UHN85B7 N70 | LG | Ducted | Single Split System | 8.8 | 9.4 | INELIGIBLE | 0 | 0 | 0 | 0 | 0 | 0
UU100WR2 U30/UHN100B7 N70 | LG | Ducted | Single Split System | 10.5 | 13 | INELIGIBLE | 0 | 0 | 0 | 0 | 0 | 0
UU125WR2 U30/UHN125B7 N70 | LG | Ducted | Single Split System | 12.5 | 15 | INELIGIBLE | 0 | 0 | 0 | 0 | 0 | 0
UU150WR2 U30/UHN150B7 N70 | LG | Ducted | Single Split System | 15 | 17 | INELIGIBLE | 0 | 0 | 0 | 0 | 0 | 0
UU125WR2 U30/UMN125M2 N20 | LG | Ducted | Single Split System | 12.3 | 13.5 | INELIGIBLE | 0 | 0 | 0 | 0 | 0 | 0
WH21SLU-23 / WH21SLN-23 | LG | Non Ducted | Single Split System | 6.1 | 7 | ELIGIBLE | 20 | 111 | 593.5 | 23 | 166 | 732.38
UU70WR2 U40/UTN70PB NB0 | LG | Non Ducted | Single Split System | 6.8 | 7.5 | INELIGIBLE | 0 | 0 | 0 | 0 | 0 | 0
UU85WR2 U40/UTN85PB NB0 | LG | Non Ducted | Single Split System | 8 | 8.9 | INELIGIBLE | 0 | 0 | 0 | 0 | 0 | 0
WH18SLU-23 / WH18SLN-23 | LG | Non Ducted | Single Split System | 5 | 6 | ELIGIBLE | 18 | 122 | 562.88 | 20 | 167 | 666.3
WS24SLU-23 / WS24SLN-23 | LG | Non Ducted | Single Split System | 7.1 | 7.7 | INELIGIBLE | 0 | 0 | 0 | 0 | 0 | 0
UU140WR3 U30/UHN140M3S N30 | LG | Ducted | Single Split System | 14 | 16.5 | ELIGIBLE | 40 | 64 | 981.6 | 48 | 207 | 1347.18
UU85WR3 U40/UMN85M1 N10 | LG | Ducted | Single Split System | 8 | 9 | INELIGIBLE | 0 | 0 | 0 | 0 | 0 | 0
UU100WR3 U30/UMN100M2 N20 | LG | Ducted | Single Split System | 9.5 | 10.8 | ELIGIBLE | 30 | 167 | 890.9 | 35 | 264 | 1129.3
UU125WR3 U30/UMN125M2 N20 | LG | Ducted | Single Split System | 12.3 | 13.5 | INELIGIBLE | 0 | 0 | 0 | 0 | 0 | 0
UU140WR3 U30/UMN140M3 N30 | LG | Ducted | Single Split System | 13.8 | 15.5 | INELIGIBLE | 0 | 0 | 0 | 0 | 0 | 0
UU85WR3 U40/UHN85B7 N70 | LG | Ducted | Single Split System | 8.8 | 9.4 | INELIGIBLE | 0 | 0 | 0 | 0 | 0 | 0
UU100WR3 U30/UHN100B7 N70 | LG | Ducted | Single Split System | 10.5 | 13 | INELIGIBLE | 0 | 0 | 0 | 0 | 0 | 0
UU125WR3 U30/UHN125B7 N70 | LG | Ducted | Single Split System | 12.5 | 15 | INELIGIBLE | 0 | 0 | 0 | 0 | 0 | 0
UU150WR3 U30/UHN150B7 N70 | LG | Ducted | Single Split System | 15 | 17 | INELIGIBLE | 0 | 0 | 0 | 0 | 0 | 0
UU125WR3 U30/UHN125M3S N30 | LG | Ducted | Single Split System | 12.5 | 15 | INELIGIBLE | 0 | 0 | 0 | 0 | 0 | 0
UU125WR3L U30/UHN125M3S N30 | LG | Ducted | Single Split System | 12.5 | 15 | INELIGIBLE | 0 | 0 | 0 | 0 | 0 | 0
UU85WR3 U40/UTN85PB NB0 | LG | Non Ducted | Single Split System | 8 | 8.9 | INELIGIBLE | 0 | 0 | 0 | 0 | 0 | 0
UU100WR3 U30/UTN100MA NA0 | LG | Non Ducted | Single Split System | 9.5 | 10.8 | ELIGIBLE | 29 | 204 | 916.54 | 34 | 291 | 1141.94
UU125WR3 U30/UTN125MA NA0 | LG | Non Ducted | Single Split System | 12.3 | 13.5 | INELIGIBLE | 0 | 0 | 0 | 0 | 0 | 0
UU140WR3 U30/UTN140MA NA0 | LG | Non Ducted | Single Split System | 13.6 | 15.5 | INELIGIBLE | 0 | 0 | 0 | 0 | 0 | 0
UU85WR3 U40/UHN85M2S N20 | LG | Ducted | Single Split System | 8.5 | 10 | INELIGIBLE | 0 | 0 | 0 | 0 | 0 | 0
UU140WR3 U30/UHN140M3S N30 | LG | Ducted | Single Split System | 14 | 16.5 | INELIGIBLE | 40 | 64 | 981.6 | 48 | 207 | 1347.18
UU150WR3 U30 / UHN150M3S N30 | LG | Ducted | Single Split System | 15.2 | 18 | INELIGIBLE | 0 | 0 | 0 | 0 | 0 | 0
UU140WR3L U30/UHN140M3S N30 | LG | Ducted | Single Split System | 14 | 16.5 | INELIGIBLE | 0 | 0 | 0 | 0 | 0 | 0
UU150WR3L U30/UHN150M3S N30 | LG | Ducted | Single Split System | 15.2 | 18 | INELIGIBLE | 0 | 0 | 0 | 0 | 0 | 0
UU100WR3 U30/UHN100M2S N20 | LG | Ducted | Single Split System | 10.5 | 13 | INELIGIBLE | 0 | 0 | 0 | 0 | 0 | 0
UU100WR3L U30 / UHN100M2S N20 | LG | Ducted | Single Split System | 10.5 | 13 | INELIGIBLE | 0 | 0 | 0 | 0 | 0 | 0
UU100WR3H U30 / UHN100M3SH N30 | LG | Ducted | Single Split System | 10.5 | 13 | ELIGIBLE | 37 | 263 | 1172.92 | 43 | 370 | 1446.78
WH18SLU-19 / WH18SLN-19 | LG | Non Ducted | Single Split System | 5 | 6 | ELIGIBLE | 17 | 98 | 509.22 | 20 | 144 | 636.4
WS09TWU / WS09TWN | LG | Non Ducted | Single Split System | 2.6 | 3.2 | ELIGIBLE | 7 | 32 | 198.82 | 8 | 53 | 248.58
WS12TWU / WS12TWN | LG | Non Ducted | Single Split System | 3.4 | 4 | INELIGIBLE | 0 | 0 | 0 | 0 | 0 | 0
WS24TWU / WS24TWN | LG | Non Ducted | Single Split System | 6.3 | 7.3 | INELIGIBLE | 0 | 0 | 0 | 0 | 0 | 0
WS18TWU / WS18TWN | LG | Non Ducted | Single Split System | 4.8 | 5.9 | INELIGIBLE | 0 | 0 | 0 | 0 | 0 | 0
B70AWYU7L6 / B70AWYN9L6 | LG | Ducted | Single Split System | 20 | 22.6 | INELIGIBLE | 0 | 0 | 0 | 0 | 0 | 0
B62AWYU7L6 / B62AWYN9L6 | LG | Ducted | Single Split System | 18 | 20.6 | INELIGIBLE | 0 | 0 | 0 | 0 | 0 | 0
AH09S1U / AH09S1N | LG | Non Ducted | Single Split System | 2.5 | 3.2 | ELIGIBLE | 8 | 37 | 227.78 | 9 | 58 | 277.54
AS09S0U / AS09S0N | LG | Non Ducted | Single Split System | 2.5 | 3 | INELIGIBLE | 0 | 0 | 0 | 0 | 0 | 0
AS12S0U / AS12S0N | LG | Non Ducted | Single Split System | 3.5 | 3.7 | INELIGIBLE | 0 | 0 | 0 | 0 | 0 | 0
AH18S2U / AH18S2N | LG | Non Ducted | Single Split System | 5 | 6 | ELIGIBLE | 17 | 86 | 493.62 | 20 | 132 | 620.8
AS18S1U / AS18S1N | LG | Non Ducted | Single Split System | 4.8 | 5.2 | ELIGIBLE | 14 | 1 | 315.74 | 16 | 45 | 417.86
AH24S2U / AH24S2N | LG | Non Ducted | Single Split System | 7.1 | 7.8 | ELIGIBLE | 22 | 31 | 534.42 | 26 | 95 | 707.46
AS24S2U / AS24S2N | LG | Non Ducted | Single Split System | 7.1 | 7.7 | INELIGIBLE | 0 | 0 | 0 | 0 | 0 | 0
AH12S1U / AH12S1N | LG | Non Ducted | Single Split System | 3.5 | 3.7 | ELIGIBLE | 10 | 21 | 251.9 | 11 | 49 | 310.76
MSR-J086 | Mammoth | Ducted | Packaged | 22 | 26 | INELIGIBLE | 0 | 0 | 0 | 0 | 0 | 0
MSR-J086VLE | Mammoth | Ducted | Packaged | 22 | 26 | INELIGIBLE | 0 | 0 | 0 | 0 | 0 | 0
MSR-J086VHE | Mammoth | Ducted | Packaged | 22 | 26 | INELIGIBLE | 0 | 0 | 0 | 0 | 0 | 0
MSR-J086HLE | Mammoth | Ducted | Packaged | 22 | 26 | INELIGIBLE | 0 | 0 | 0 | 0 | 0 | 0
MSR-J086HHE | Mammoth | Ducted | Packaged | 22 | 26 | INELIGIBLE | 0 | 0 | 0 | 0 | 0 | 0
MSR-J100 | Mammoth | Ducted | Packaged | 27 | 34 | INELIGIBLE | 0 | 0 | 0 | 0 | 0 | 0
MSR-J100VLE | Mammoth | Ducted | Packaged | 27 | 34 | INELIGIBLE | 0 | 0 | 0 | 0 | 0 | 0
MSR-J100VHE | Mammoth | Ducted | Packaged | 27 | 34 | INELIGIBLE | 0 | 0 | 0 | 0 | 0 | 0
MSR-J100HLE | Mammoth | Ducted | Packaged | 27 | 34 | INELIGIBLE | 0 | 0 | 0 | 0 | 0 | 0
MSR-J100HHE | Mammoth | Ducted | Packaged | 27 | 34 | INELIGIBLE | 0 | 0 | 0 | 0 | 0 | 0
LZL21 ODU / LZL21 IDU | MAXA | Non Ducted | Single Split System | 2.15 | 2.1 | INELIGIBLE | 0 | 0 | 0 | 0 | 0 | 0
LZL26 ODU / LZL26 IDU | MAXA | Non Ducted | Single Split System | 2.64 | 3.3 | ELIGIBLE | 6 | 50 | 199.76 | 7 | 71 | 249.52
LZL35 ODU / LZL35 IDU | MAXA | Non Ducted | Single Split System | 3.53 | 3.65 | ELIGIBLE | 7 | 28 | 193.62 | 8 | 56 | 252.48
LZL52 ODU / LZL52 IDU | MAXA | Non Ducted | Single Split System | 5.3 | 5.3 | ELIGIBLE | 16 | 102 | 491.96 | 19 | 150 | 621.74
LZL72 ODU / LZL72 IDU | MAXA | Non Ducted | Single Split System | 7.2 | 7.3 | ELIGIBLE | 21 | 43 | 527.56 | 24 | 108 | 679.44
LZL82 ODU / LZL82 IDU | MAXA | Non Ducted | Single Split System | 8.2 | 8.4 | ELIGIBLE | 21 | 47 | 532.76 | 25 | 122 | 720.1
LZL88 ODU / LZL88 IDU | MAXA | Non Ducted | Single Split System | 8.8 | 8.8 | ELIGIBLE | 22 | 69 | 583.82 | 26 | 149 | 777.66
C-WMV-25HRFN8-QD7GW | MDV | Non Ducted | Single Split System | 2.5 | 3.2 | ELIGIBLE | 8 | 48 | 242.08 | 9 | 68 | 290.54
C-WMV-35HRFN8-QD1GW | MDV | Non Ducted | Single Split System | 3.5 | 4 | ELIGIBLE | 10 | 40 | 276.6 | 12 | 68 | 357.92
C-WMV-50HRFN8-QD0GW | MDV | Non Ducted | Single Split System | 5 | 6 | ELIGIBLE | 17 | 92 | 501.42 | 20 | 138 | 628.6
C-WMV-71HRFN8-QD5GW | MDV | Non Ducted | Single Split System | 7.1 | 8 | ELIGIBLE | 22 | 54 | 564.32 | 25 | 119 | 716.2
C-WMV-90HRFN8-QC5GW | MDV | Non Ducted | Single Split System | 9 | 10 | ELIGIBLE | 28 | 66 | 714.68 | 32 | 148 | 911.12
C-UVC-105HFN8-QC3W/CSV-105N8-QC3W | MDV | Non Ducted | Single Split System | 10.5 | 11 | ELIGIBLE | 35 | 224 | 1077.3 | 41 | 332 | 1352.46
C-UV-125N8-QC3W / CSV-125N8-QC3W | MDV | Non Ducted | Single Split System | 12.5 | 13 | ELIGIBLE | 41 | 190 | 1167.86 | 47 | 318 | 1469.02
C-UV-140N8-QC3W / CSV-140N8-QC3W | MDV | Non Ducted | Single Split System | 14 | 14.5 | ELIGIBLE | 45 | 78 | 1112.1 | 52 | 222 | 1456.52
C-UV-74N8-QC3W / CDV-74A6N8-QC3W | MDV | Ducted | Single Split System | 7.4 | 7.5 | ELIGIBLE | 24 | 76 | 637.84 | 28 | 152 | 826.48
C-UV-105N8-QC3W / CDV-105A6N8-QC3W | MDV | Ducted | Single Split System | 10.5 | 11 | ELIGIBLE | 35 | 55 | 857.6 | 41 | 163 | 1132.76
C-UV-105N8-QC3W / CDV-105HN8-QC3W | MDV | Ducted | Single Split System | 10.5 | 11 | ELIGIBLE | 35 | 85 | 896.6 | 41 | 192 | 1170.46
C-UV-125N8-QC3W / CDV-125HN8-QC3W | MDV | Ducted | Single Split System | 12.5 | 13.5 | ELIGIBLE | 42 | 98 | 1070.72 | 48 | 226 | 1371.88
C-UV-125N8-QC3W / CDV-125A6N8-QC3W | MDV | Ducted | Single Split System | 12.5 | 13.5 | ELIGIBLE | 42 | 128 | 1109.72 | 48 | 256 | 1410.88
C-UV-140N8-QC3W / CDV-140HFN8-QC3W | MDV | Ducted | Single Split System | 14 | 14.5 | ELIGIBLE | 45 | 93 | 1131.6 | 52 | 237 | 1476.02
C-UV-140N8-QC3W / CDV-140A6N8-QC3W | MDV | Ducted | Single Split System | 14 | 14.5 | ELIGIBLE | 44 | 93 | 1109.14 | 51 | 237 | 1453.56
C-UV-170N8-QC3W / CDV-170HFN8-QC3W | MDV | Ducted | Single Split System | 17 | 17.5 | ELIGIBLE | 53 | 69 | 1280.08 | 61 | 243 | 1685.96
C-UV-105N8-QC3W / CSV-105N8-QC3W | MDV | Non Ducted | Single Split System | 10.5 | 11 | ELIGIBLE | 33 | 155 | 942.68 | 39 | 262 | 1216.54
C-UV-74N8-QC3W / CSV-72N8-QC7W | MDV | Non Ducted | Single Split System | 7.2 | 7.7 | ELIGIBLE | 24 | 120 | 695.04 | 27 | 186 | 848.22
MFAB26N/MFAB26W | Midea | Non Ducted | Single Split System | 2.5 | 3.2 | ELIGIBLE | 6 | 48 | 197.16 | 7 | 68 | 245.62
MFAB26NB/MFAB26WB | Midea | Non Ducted | Single Split System | 2.5 | 3.2 | ELIGIBLE | 6 | 48 | 197.16 | 7 | 68 | 245.62
MFAB26N*/MFAB26W* | Midea | Non Ducted | Single Split System | 2.5 | 3.2 | ELIGIBLE | 6 | 48 | 197.16 | 7 | 68 | 245.62
MFAU50N&MFAU50W | Midea | Non Ducted | Single Split System | 5 | 6 | ELIGIBLE | 12 | 92 | 389.12 | 15 | 138 | 516.3
MFAU50NB&MFAU50WB | Midea | Non Ducted | Single Split System | 5 | 6 | ELIGIBLE | 12 | 92 | 389.12 | 15 | 138 | 516.3
MFAU50N*&MFAU50W* | Midea | Non Ducted | Single Split System | 5 | 6 | ELIGIBLE | 12 | 92 | 389.12 | 15 | 138 | 516.3
MFAB70N/MFAB70W | Midea | Non Ducted | Single Split System | 7 | 8 | INELIGIBLE | 0 | 0 | 0 | 0 | 0 | 0
MFAB70NB/MFAB70WB | Midea | Non Ducted | Single Split System | 7 | 8 | INELIGIBLE | 0 | 0 | 0 | 0 | 0 | 0
MFAB70N*/MFAB70W* | Midea | Non Ducted | Single Split System | 7 | 8 | INELIGIBLE | 0 | 0 | 0 | 0 | 0 | 0
MFAB35NB/MFAB35WB | Midea | Non Ducted | Single Split System | 3.5 | 4 | INELIGIBLE | 0 | 0 | 0 | 0 | 0 | 0
MFAB35N/MFAB35W | Midea | Non Ducted | Single Split System | 3.5 | 4 | INELIGIBLE | 0 | 0 | 0 | 0 | 0 | 0
MFAB35N*/MFAB35W* | Midea | Non Ducted | Single Split System | 3.5 | 4 | INELIGIBLE | 0 | 0 | 0 | 0 | 0 | 0
FA35 | MIDEA | Non Ducted | Single Split System | 3.5 | 3.65 | ELIGIBLE | 9 | 10 | 215.14 | 11 | 38 | 296.46
MPPD27C | MIDEA | Non Ducted | Portable | 2.7 | 0 | INELIGIBLE | 0 | 0 | 0 | 0 | 0 | 0
MPPD30C | MIDEA | Non Ducted | Portable | 3 | 0 | INELIGIBLE | 0 | 0 | 0 | 0 | 0 | 0
MFXS20 | MIDEA | Non Ducted | Single Split System | 2 | 2.25 | ELIGIBLE | 6 | 34 | 178.96 | 7 | 50 | 222.22
MFXS26 | MIDEA | Non Ducted | Single Split System | 2.65 | 2.7 | ELIGIBLE | 8 | 57 | 253.78 | 9 | 78 | 303.54
MFXS35 | MIDEA | Non Ducted | Single Split System | 3.55 | 4 | ELIGIBLE | 10 | 44 | 281.8 | 12 | 72 | 363.12
MFXS50 | MIDEA | Non Ducted | Single Split System | 5 | 5.2 | ELIGIBLE | 15 | 74 | 433.1 | 17 | 120 | 537.82
MFXS60 | MIDEA | Non Ducted | Single Split System | 6 | 6.2 | INELIGIBLE | 0 | 0 | 0 | 0 | 0 | 0
MFXS70 | MIDEA | Non Ducted | Single Split System | 7 | 7.5 | ELIGIBLE | 21 | 66 | 557.46 | 24 | 130 | 708.04
MFXS80 | MIDEA | Non Ducted | Single Split System | 8 | 8.5 | INELIGIBLE | 0 | 0 | 0 | 0 | 0 | 0
MFAB90WB/MFAB90NB | MIDEA | Non Ducted | Single Split System | 9 | 10 | ELIGIBLE | 28 | 66 | 714.68 | 32 | 148 | 911.12
MFAG26 | Midea | Non Ducted | Single Split System | 2.6 | 2.7 | ELIGIBLE | 7 | 35 | 202.72 | 8 | 56 | 252.48
MFAG35 | Midea | Non Ducted | Single Split System | 3.55 | 4 | ELIGIBLE | 10 | 44 | 281.8 | 12 | 72 | 363.12
MFAG20 | Midea | Non Ducted | Single Split System | 2 | 2.25 | ELIGIBLE | 6 | 34 | 178.96 | 7 | 50 | 222.22
MFAG50 | Midea | Non Ducted | Single Split System | 5 | 5.2 | ELIGIBLE | 15 | 74 | 433.1 | 17 | 120 | 537.82
MFAG60 | Midea | Non Ducted | Single Split System | 6 | 6.2 | INELIGIBLE | 0 | 0 | 0 | 0 | 0 | 0
MFAG70 | Midea | Non Ducted | Single Split System | 7 | 7.5 | ELIGIBLE | 21 | 66 | 557.46 | 24 | 130 | 708.04
MFAG80 | Midea | Non Ducted | Single Split System | 8 | 8.5 | INELIGIBLE | 0 | 0 | 0 | 0 | 0 | 0
MFXS20 | MIDEA | Non Ducted | Single Split System | 2 | 2.25 | ELIGIBLE | 6 | 34 | 178.96 | 7 | 50 | 222.22
MFXS26 | MIDEA | Non Ducted | Single Split System | 2.65 | 2.7 | ELIGIBLE | 8 | 57 | 253.78 | 9 | 78 | 303.54
MFXS35 | MIDEA | Non Ducted | Single Split System | 3.55 | 4 | ELIGIBLE | 10 | 44 | 281.8 | 12 | 72 | 363.12
MFXS60 | MIDEA | Non Ducted | Single Split System | 6 | 6.2 | INELIGIBLE | 0 | 0 | 0 | 0 | 0 | 0
MFAU26WA/ MFAU26NA | MIDEA | Non Ducted | Single Split System | 2.5 | 3.2 | ELIGIBLE | 8 | 48 | 242.08 | 9 | 68 | 290.54
MFAU35WA/ MFAU35NA | MIDEA | Non Ducted | Single Split System | 3.5 | 4 | ELIGIBLE | 10 | 40 | 276.6 | 12 | 68 | 357.92
MFAU50WA/ MFAU50NA | MIDEA | Non Ducted | Single Split System | 5 | 6 | ELIGIBLE | 17 | 92 | 501.42 | 20 | 138 | 628.6
MFAU70WA/MFAU70NA | MIDEA | Non Ducted | Single Split System | 7.1 | 8 | ELIGIBLE | 22 | 54 | 564.32 | 25 | 119 | 716.2
MFAB35NB/MFAB35WB | Midea | Non Ducted | Single Split System | 3.5 | 4 | ELIGIBLE | 0 | 0 | 0 | 0 | 0 | 0
MFAB26NB/MFAB26WB | Midea | Non Ducted | Single Split System | 2.5 | 3.2 | ELIGIBLE | 6 | 48 | 197.16 | 7 | 68 | 245.62
MFAB50NB/MFAB50WB | Midea | Non Ducted | Single Split System | 5 | 6 | ELIGIBLE | 17 | 92 | 501.42 | 20 | 138 | 628.6
MFAB70NB/MFAB70WB | Midea | Non Ducted | Single Split System | 7.1 | 8 | ELIGIBLE | 0 | 0 | 0 | 0 | 0 | 0
MFAB-20WC/MFAB-20NC | MIDEA | Non Ducted | Single Split System | 2 | 2.25 | ELIGIBLE | 6 | 34 | 178.96 | 7 | 50 | 222.22
MFAB-26WC/MFAB-26NC | MIDEA | Non Ducted | Single Split System | 2.65 | 2.7 | ELIGIBLE | 8 | 57 | 253.78 | 9 | 78 | 303.54
MFAB-35WC/MFAB-35NC | MIDEA | Non Ducted | Single Split System | 3.55 | 4 | ELIGIBLE | 10 | 44 | 281.8 | 12 | 72 | 363.12
MFAB-50WC/MFAB-50NC | MIDEA | Non Ducted | Single Split System | 5 | 5.2 | ELIGIBLE | 15 | 74 | 433.1 | 17 | 120 | 537.82
MFAB-60WC/MFAB-60NC | MIDEA | Non Ducted | Single Split System | 6 | 6.2 | INELIGIBLE | 0 | 0 | 0 | 0 | 0 | 0
MFAB-70WC/MFAB-70NC | MIDEA | Non Ducted | Single Split System | 7 | 7.5 | ELIGIBLE | 21 | 66 | 557.46 | 24 | 130 | 708.04
MFAB-80WC/MFAB-80NC | MIDEA | Non Ducted | Single Split System | 8 | 8.5 | INELIGIBLE | 0 | 0 | 0 | 0 | 0 | 0
MWF09HB4 | Midea | Non Ducted | Window Wall | 2.6 | 2.35 | INELIGIBLE | 0 | 0 | 0 | 0 | 0 | 0
DUCMI70IB/UCMI70OB | Midea | Ducted | Single Split System | 7.3 | 7.5 | ELIGIBLE | 23 | 75 | 614.08 | 27 | 150 | 801.42
DUCMI90IB/UCMI90OB | Midea | Ducted | Single Split System | 9 | 10 | ELIGIBLE | 32 | 104 | 853.92 | 36 | 196 | 1063.36
DUCMI105IB/UCMI105OB | Midea | Ducted | Single Split System | 10.5 | 11 | ELIGIBLE | 35 | 55 | 857.6 | 41 | 163 | 1132.76
DUCMI105IHB/UCMI105OB | Midea | Ducted | Single Split System | 10.5 | 11 | ELIGIBLE | 35 | 85 | 896.6 | 41 | 192 | 1170.46
DUCMI125IHB/UCMI125OB | Midea | Ducted | Single Split System | 12.5 | 13 | ELIGIBLE | 41 | 113 | 1067.76 | 47 | 241 | 1368.92
DUCMI140IHB/UCMI140OB | Midea | Ducted | Single Split System | 14 | 14.5 | ELIGIBLE | 45 | 93 | 1131.6 | 53 | 237 | 1498.48
DUCMI170IHB/UCMI170OB | Midea | Ducted | Single Split System | 17 | 17.5 | ELIGIBLE | 54 | 69 | 1302.54 | 63 | 243 | 1730.88
UCMI70OB/DUCMI70IB | MIDEA | Ducted | Single Split System | 7.3 | 7.4 | ELIGIBLE | 23 | 75 | 614.08 | 27 | 150 | 801.42
DUCMI90IB/UCMI90OB | MIDEA | Ducted | Single Split System | 9 | 10 | ELIGIBLE | 32 | 104 | 853.92 | 36 | 196 | 1063.36
UCMI90OB/DUCMI90IB | MIDEA | Ducted | Single Split System | 10.5 | 11 | ELIGIBLE | 35 | 55 | 857.6 | 41 | 163 | 1132.76
UCMI105OB/DUCMI105IHB | MIDEA | Ducted | Single Split System | 10 | 11 | ELIGIBLE | 34 | 37 | 811.74 | 40 | 139 | 1079.1
DUCMI125IHB/UCMI125OB | MIDEA | Ducted | Single Split System | 12.5 | 13 | ELIGIBLE | 41 | 128 | 1087.26 | 47 | 256 | 1388.42
UCMI140OB/DUCMI140IHB | MIDEA | Ducted | Single Split System | 14 | 14.5 | ELIGIBLE | 45 | 93 | 1131.6 | 52 | 237 | 1476.02
DUCMI170IHB/UCMI170OB | MIDEA | Ducted | Single Split System | 17 | 17.5 | ELIGIBLE | 54 | 69 | 1302.54 | 63 | 243 | 1730.88
MPPD33H | MIDEA | Non Ducted | Portable | 3.378 | 2.81 | INELIGIBLE | 0 | 0 | 0 | 0 | 0 | 0
CASMI105IB/UCMI105OBC | Midea | Non Ducted | Single Split System | 10.5 | 11 | ELIGIBLE | 35 | 224 | 1077.3 | 41 | 332 | 1352.46
CASMI125IB/UCMI125OB | Midea | Non Ducted | Single Split System | 12.5 | 13 | ELIGIBLE | 41 | 190 | 1167.86 | 47 | 318 | 1469.02
CASMI140IB/UCMI140OB | Midea | Non Ducted | Single Split System | 14 | 14.5 | ELIGIBLE | 45 | 78 | 1112.1 | 52 | 222 | 1456.52
MFAG20VA-N/MFAG20VA-W | Midea | Non Ducted | Single Split System | 2 | 2.25 | ELIGIBLE | 6 | 34 | 178.96 | 7 | 50 | 222.22
MFAG26VA-N/MFAG26VA-W | Midea | Non Ducted | Single Split System | 2.6 | 2.7 | ELIGIBLE | 7 | 35 | 202.72 | 8 | 56 | 252.48
MFAG50VA-N/MFAG50VA-W | Midea | Non Ducted | Single Split System | 5 | 5.2 | ELIGIBLE | 15 | 74 | 433.1 | 17 | 120 | 537.82
MFAG35VA-N/MFAG35VA-W | Midea | Non Ducted | Single Split System | 3.55 | 4 | ELIGIBLE | 10 | 44 | 281.8 | 12 | 72 | 363.12
MFAG70VA-N/MFAG70VA-W | Midea | Non Ducted | Single Split System | 7 | 7.5 | ELIGIBLE | 21 | 66 | 557.46 | 25 | 130 | 730.5
MFAB-71NC/MFAB-71WC | Midea | Non Ducted | Single Split System | 7 | 7.5 | ELIGIBLE | 21 | 66 | 557.46 | 25 | 130 | 730.5
MFXS71N/ MFXS71W | Midea | Non Ducted | Single Split System | 7 | 7.5 | ELIGIBLE | 21 | 66 | 557.46 | 25 | 130 | 730.5
MF70 series | Midea | Non Ducted | Single Split System | 7 | 7.5 | ELIGIBLE | 21 | 66 | 557.46 | 25 | 130 | 730.5
MFAG60VA-N/MFAG60VA-W | Midea | Non Ducted | Single Split System | 6 | 6.2 | INELIGIBLE | 0 | 0 | 0 | 0 | 0 | 0
MFAG80VA-N/MFAG80VA-W | Midea | Non Ducted | Single Split System | 8 | 8.5 | ELIGIBLE | 24 | 25 | 571.54 | 27 | 97 | 732.52
MFAB-81NC/MFAB-81WC | Midea | Non Ducted | Single Split System | 8 | 8.5 | ELIGIBLE | 24 | 25 | 571.54 | 27 | 97 | 732.52
MFXS81N/MFXS81W | Midea | Non Ducted | Single Split System | 8 | 8.5 | ELIGIBLE | 24 | 25 | 571.54 | 27 | 97 | 732.52
MF80 series | Midea | Non Ducted | Single Split System | 8 | 8.5 | ELIGIBLE | 24 | 25 | 571.54 | 27 | 97 | 732.52
MFCA26VA-W/MFCA26VA-N | MIDEA | Non Ducted | Single Split System | 2.6 | 2.65 | ELIGIBLE | 7 | 56 | 230.02 | 8 | 77 | 279.78
MFCA35VA-W/MFCA35VA-N | MIDEA | Non Ducted | Single Split System | 3.55 | 3.6 | ELIGIBLE | 10 | 50 | 289.6 | 11 | 78 | 348.46
MFCA50VA-W/MFCA50VA-N | MIDEA | Non Ducted | Single Split System | 5.2 | 5.2 | ELIGIBLE | 16 | 75 | 456.86 | 18 | 122 | 562.88
MFCA70VA-W/MFCA70VA-N | MIDEA | Non Ducted | Single Split System | 7 | 8.05 | ELIGIBLE | 22 | 33 | 537.02 | 26 | 97 | 710.06
MFEP26VA-W/MFEP26VA-N | MIDEA | Non Ducted | Single Split System | 2.6 | 2.7 | ELIGIBLE | 8 | 65 | 264.18 | 9 | 86 | 313.94
MFEP35VA-W/MFEP35VA-N | MIDEA | Non Ducted | Single Split System | 3.5 | 3.65 | ELIGIBLE | 10 | 58 | 300 | 12 | 86 | 381.32
MFEP50VA-W/MFEP50VA-N | MIDEA | Non Ducted | Single Split System | 5 | 5.3 | ELIGIBLE | 16 | 89 | 475.06 | 18 | 135 | 579.78
MFEP70VA-W/MFEP70VA-N | MIDEA | Non Ducted | Single Split System | 7 | 8.8 | ELIGIBLE | 25 | 83 | 669.4 | 29 | 147 | 842.44
MFEP80VA-W/MFEP80VA-N | MIDEA | Non Ducted | Single Split System | 8 | 9 | ELIGIBLE | 26 | 56 | 656.76 | 30 | 129 | 841.5
MFEP51VA-W/MFEP51VA-N | MIDEA | Non Ducted | Single Split System | 5 | 5.3 | ELIGIBLE | 16 | 89 | 475.06 | 18 | 135 | 579.78
MFAG36VA-W/MFAG36VA-N | MIDEA | Non Ducted | Single Split System | 3.55 | 3.8 | ELIGIBLE | 10 | 50 | 289.6 | 12 | 78 | 370.92
MFAG51VA-W/MFAG51VA-N | MIDEA | Non Ducted | Single Split System | 5 | 5.52 | ELIGIBLE | 16 | 80 | 463.36 | 19 | 126 | 590.54
MFAG36VA-W/MFAG36VA-N | MIDEA | Non Ducted | Single Split System | 3.55 | 3.8 | ELIGIBLE | 10 | 50 | 289.6 | 12 | 78 | 370.92
UCMI170OB/DUCMI170IHB | MIDEA | Ducted | Single Split System | 17 | 17.5 | ELIGIBLE | 53 | 137 | 1368.48 | 62 | 311 | 1796.82
UCMI105OB/CASMI105IB | MIDEA | Non Ducted | Single Split System | 10.5 | 11.5 | ELIGIBLE | 35 | 156 | 988.9 | 40 | 263 | 1240.3
UCMI70OB/CASMI70IB | MIDEA | Non Ducted | Single Split System | 7 | 7.7 | ELIGIBLE | 23 | 101 | 647.88 | 26 | 165 | 798.46
MFXP70W/MFXP70N | MIDEA | Non Ducted | Single Split System | 7 | 8 | ELIGIBLE | 23 | 75 | 614.08 | 26 | 139 | 764.66
MFXP60W/MFXP60N | MIDEA | Non Ducted | Single Split System | 6.1 | 6.6 | ELIGIBLE | 19 | 42 | 481.34 | 22 | 98 | 621.52
MFXP20W/MFXP20N | MIDEA | Non Ducted | Single Split System | 2 | 2.25 | ELIGIBLE | 6 | 34 | 178.96 | 7 | 50 | 222.22
MFXP26W/MFXP26N | MIDEA | Non Ducted | Single Split System | 2.65 | 2.7 | ELIGIBLE | 8 | 57 | 253.78 | 9 | 78 | 303.54
MFXP35W/MFXP35N | MIDEA | Non Ducted | Single Split System | 3.55 | 3.9 | ELIGIBLE | 10 | 44 | 281.8 | 12 | 72 | 363.12
MFXP50W/MFXP50N | MIDEA | Non Ducted | Single Split System | 5 | 5.5 | ELIGIBLE | 16 | 80 | 463.36 | 18 | 126 | 568.08
MFXP80W/MFXP80N | MIDEA | Non Ducted | Single Split System | 8 | 8.6 | ELIGIBLE | 24 | 84 | 648.24 | 28 | 157 | 832.98
MFAB-60WC/MULMIO18 | MIDEA | Non Ducted | Single Split System | 5 | 5.2 | ELIGIBLE | 15 | 60 | 414.9 | 17 | 105 | 518.32
MFAB-60WC/MULMIO09 | MIDEA | Non Ducted | Single Split System | 2.76 | 2.9 | ELIGIBLE | 7 | 39 | 207.92 | 8 | 61 | 258.98
MFAB-60WC/MULMIO12 | MIDEA | Non Ducted | Single Split System | 3.6 | 3.9 | ELIGIBLE | 9 | 4 | 207.34 | 11 | 33 | 289.96
MFAG51VA-W/MFCS50VA-N | MIDEA | Non Ducted | Single Split System | 4.9 | 5.5 | ELIGIBLE | 16 | 53 | 428.26 | 18 | 98 | 531.68
MWFF53H | MIDEA | Non Ducted | Window Wall | 5.4 | 4.78 | INELIGIBLE | 0 | 0 | 0 | 0 | 0 | 0
MWFF39H | MIDEA | Non Ducted | Window Wall | 3.9 | 3.5 | INELIGIBLE | 0 | 0 | 0 | 0 | 0 | 0
MPPD33HB | MIDEA | Non Ducted | Portable | 3.25 | 2.81 | INELIGIBLE | 0 | 0 | 0 | 0 | 0 | 0
MWFF26H | MIDEA | Non Ducted | Window Wall | 2.8 | 2.45 | INELIGIBLE | 0 | 0 | 0 | 0 | 0 | 0
MWFF22H | MIDEA | Non Ducted | Window Wall | 2.28 | 2 | INELIGIBLE | 0 | 0 | 0 | 0 | 0 | 0
MWFF28H | MIDEA | Non Ducted | Window Wall | 2.8 | 2.45 | INELIGIBLE | 0 | 0 | 0 | 0 | 0 | 0
MFXS35WA/MFXS35NA | MIDEA | Non Ducted | Single Split System | 3.5 | 3.75 | ELIGIBLE | 10 | 46 | 284.4 | 11 | 74 | 343.26
MFXP35WA/MFXP35NA | MIDEA | Non Ducted | Single Split System | 3.5 | 3.75 | ELIGIBLE | 10 | 46 | 284.4 | 11 | 74 | 343.26
MFAB26WC/MFAB26NC | Midea | Non Ducted | Single Split System | 2.5 | 3.2 | ELIGIBLE | 8 | 45 | 238.18 | 9 | 65 | 286.64
MFAU26WC/MFAU26NC | MIDEA | Non Ducted | Single Split System | 2.5 | 3.2 | ELIGIBLE | 8 | 45 | 238.18 | 9 | 65 | 286.64
MFXS20WA/MFXS20NA | MIDEA | Non Ducted | Single Split System | 2 | 2.2 | ELIGIBLE | 5 | 28 | 148.7 | 6 | 44 | 191.96
MFXP20WA/MFXP20NA | MIDEA | Non Ducted | Single Split System | 2 | 2.2 | ELIGIBLE | 5 | 28 | 148.7 | 6 | 44 | 191.96
MFXS81WA/MFXS81NA | MIDEA | Non Ducted | Single Split System | 7.6 | 8 | ELIGIBLE | 22 | 17 | 516.22 | 25 | 87 | 674.6
MFXP80WA/MFXP80NA | MIDEA | Non Ducted | Single Split System | 7.6 | 8 | ELIGIBLE | 22 | 17 | 516.22 | 25 | 87 | 674.6
MWFI36H | MIDEA | Non Ducted | Window Wall | 3.6 | 3.5 | INELIGIBLE | 0 | 0 | 0 | 0 | 0 | 0
UCMI70OC/DUCMI70IC | MIDEA | Ducted | Single Split System | 7.3 | 7.5 | ELIGIBLE | 24 | 64 | 622.24 | 28 | 138 | 808.28
UCMI90OC/DUCMI90IC | MIDEA | Ducted | Single Split System | 10.2 | 12 | ELIGIBLE | 36 | 71 | 900.86 | 41 | 175 | 1148.36
UCMI105OC/DUCMI105IHC | MIDEA | Ducted | Single Split System | 10.5 | 12.5 | ELIGIBLE | 38 | 71 | 945.78 | 44 | 179 | 1220.94
UCMI125OC/DUCMI125IHC | MIDEA | Ducted | Single Split System | 12.6 | 14.5 | ELIGIBLE | 45 | 88 | 1125.1 | 52 | 217 | 1450.02
UCMI140OC/DUCMI140IHC | MIDEA | Ducted | Single Split System | 14 | 16.8 | ELIGIBLE | 50 | 99 | 1251.7 | 58 | 243 | 1618.58
UCMI170OC/DUCMI170IHC | MIDEA | Ducted | Single Split System | 17 | 18 | ELIGIBLE | 55 | 113 | 1382.2 | 64 | 288 | 1811.84
MFAG90VB-W/MFAG90VB-N | MIDEA | Non Ducted | Single Split System | 9 | 9.5 | ELIGIBLE | 28 | 62 | 709.48 | 32 | 144 | 905.92
MFAB-90WD/MFAB-90ND | MIDEA | Non Ducted | Single Split System | 9 | 9.5 | ELIGIBLE | 28 | 62 | 709.48 | 32 | 144 | 905.92
MFAG20VB-W/MFAG20VB-N | MIDEA | Non Ducted | Single Split System | 2.05 | 2.37 | ELIGIBLE | 6 | 35 | 180.26 | 7 | 51 | 223.52
MFAB-20WD/MFAB-20ND | MIDEA | Non Ducted | Single Split System | 2.05 | 2.37 | ELIGIBLE | 6 | 35 | 180.26 | 7 | 51 | 223.52
MFAG26VB-W/MFAG26VB-N | MIDEA | Non Ducted | Single Split System | 2.5 | 2.795 | ELIGIBLE | 7 | 42 | 211.82 | 8 | 62 | 260.28
MFAG35VB-W/MFAG35VB-N | MIDEA | Non Ducted | Single Split System | 3.5 | 4 | ELIGIBLE | 10 | 31 | 264.9 | 12 | 59 | 346.22
MFAG50VB-W/MFAG50VB-N | MIDEA | Non Ducted | Single Split System | 5 | 5.54 | ELIGIBLE | 16 | 63 | 441.26 | 19 | 109 | 568.44
MFAG60VB-W/MFAG60VB-N | MIDEA | Non Ducted | Single Split System | 6 | 6.5 | ELIGIBLE | 18 | 38 | 453.68 | 21 | 92 | 591.26
MFAG70VB-W/MFAG70VB-N | MIDEA | Non Ducted | Single Split System | 7 | 7.5 | ELIGIBLE | 21 | 48 | 534.06 | 25 | 112 | 707.1
MFAB-70WD/MFAB-70ND | MIDEA | Non Ducted | Single Split System | 7 | 7.5 | ELIGIBLE | 21 | 48 | 534.06 | 25 | 112 | 707.1
MFAG80VB-W/MFAG80VB-N | MIDEA | Non Ducted | Single Split System | 7.65 | 8.2 | ELIGIBLE | 23 | 30 | 555.58 | 26 | 99 | 712.66
MFAB-80WD/MFAB-80ND | MIDEA | Non Ducted | Single Split System | 7.65 | 8.2 | ELIGIBLE | 23 | 30 | 555.58 | 26 | 99 | 712.66
MFEP26VB-W/MFEP26VB-N | MIDEA | Non Ducted | Single Split System | 2.63 | 2.7 | ELIGIBLE | 8 | 68 | 268.08 | 9 | 89 | 317.84
MFEP35VB-W/MFEP35VB-N | MIDEA | Non Ducted | Single Split System | 3.5 | 3.9 | ELIGIBLE | 11 | 61 | 326.36 | 12 | 89 | 385.22
MFEP50VB-W/MFEP50VB-N | MIDEA | Non Ducted | Single Split System | 5.05 | 6 | ELIGIBLE | 19 | 118 | 580.14 | 21 | 164 | 684.86
MFEP60VB-W/MFEP60VB-N | MIDEA | Non Ducted | Single Split System | 6 | 6.6 | ELIGIBLE | 20 | 85 | 559.7 | 23 | 140 | 698.58
MFEP70VB-W/MFEP70VB-N | MIDEA | Non Ducted | Single Split System | 7.2 | 8.2 | ELIGIBLE | 24 | 71 | 631.34 | 28 | 137 | 806.98
MFEP80VB-W/MFEP80VB-N | MIDEA | Non Ducted | Single Split System | 8 | 9 | ELIGIBLE | 26 | 32 | 625.56 | 30 | 105 | 810.3
MFEP90VB-W/MFEP90VB-N | MIDEA | Non Ducted | Single Split System | 9 | 9.8 | ELIGIBLE | 28 | 72 | 722.48 | 33 | 154 | 941.38
MFAB-35WD/MFAB-35ND | MIDEA | Non Ducted | Single Split System | 3.5 | 3.9 | ELIGIBLE | 11 | 54 | 317.26 | 12 | 82 | 376.12
MFAB-26WD/MFAB-26ND | MIDEA | Non Ducted | Single Split System | 2.6 | 3.2 | ELIGIBLE | 8 | 58 | 255.08 | 10 | 79 | 327.3
MFAB-50WD/MFAB-50ND | MIDEA | Non Ducted | Single Split System | 5 | 6 | ELIGIBLE | 18 | 98 | 531.68 | 21 | 144 | 658.86
MFAB-60WD/MFAB-60ND | MIDEA | Non Ducted | Single Split System | 6 | 6.6 | ELIGIBLE | 20 | 78 | 550.6 | 22 | 132 | 665.72
MFEF26VA-W/MFEF26VA-N | MIDEA | Non Ducted | Single Split System | 2.53 | 2.91 | ELIGIBLE | 8 | 43 | 235.58 | 9 | 63 | 284.04
MFEF20VA-W/MFEF20VA-N | MIDEA | Non Ducted | Single Split System | 2.15 | 2.45 | ELIGIBLE | 6 | 42 | 189.36 | 7 | 59 | 233.92
MFEZ20VA-W/MFEZ20VA-N | MIDEA | Non Ducted | Single Split System | 2.15 | 2.45 | ELIGIBLE | 6 | 42 | 189.36 | 7 | 59 | 233.92
MFEF35VA-W/MFEF35VA-N | MIDEA | Non Ducted | Single Split System | 3.5 | 4.05 | ELIGIBLE | 10 | 32 | 266.2 | 12 | 61 | 348.82
MFEF50VA-W/MFEF50VA-N | MIDEA | Non Ducted | Single Split System | 5.2 | 5.59 | ELIGIBLE | 17 | 78 | 483.22 | 19 | 126 | 590.54
MFEF60VA-W/MFEF60VA-N | MIDEA | Non Ducted | Single Split System | 6.1 | 6.55 | ELIGIBLE | 18 | 33 | 447.18 | 21 | 88 | 586.06
MFEF80VA-W/MFEF80VA-N | MIDEA | Non Ducted | Single Split System | 7.95 | 8.7 | ELIGIBLE | 24 | 42 | 593.64 | 28 | 115 | 778.38
MFEZ80VA-W/MFEZ80VA-N | MIDEA | Non Ducted | Single Split System | 7.95 | 8.7 | ELIGIBLE | 24 | 42 | 593.64 | 28 | 115 | 778.38
MFEF70VA-W/MFEF70VA-N | MIDEA | Non Ducted | Single Split System | 7 | 7.7 | ELIGIBLE | 22 | 60 | 572.12 | 25 | 123 | 721.4
MFEZ70VA-W/MFEZ70VA-N | MIDEA | Non Ducted | Single Split System | 7 | 7.7 | ELIGIBLE | 22 | 60 | 572.12 | 25 | 123 | 721.4
MFEZ26VA-W/MFEZ26VA-N | MIDEA | Non Ducted | Single Split System | 2.6 | 3.25 | ELIGIBLE | 9 | 65 | 286.64 | 10 | 85 | 335.1
MFEZ35VA-W/MFEZ35VA-N | MIDEA | Non Ducted | Single Split System | 3.5 | 3.8 | ELIGIBLE | 10 | 45 | 283.1 | 12 | 73 | 364.42
MFEZ50VA-W/MFEZ50VA-N | MIDEA | Non Ducted | Single Split System | 5 | 6 | ELIGIBLE | 19 | 119 | 581.44 | 21 | 165 | 686.16
MFEZ60VA-W/MFEZ60VA-N | MIDEA | Non Ducted | Single Split System | 6 | 6.55 | ELIGIBLE | 20 | 87 | 562.3 | 23 | 142 | 701.18
UCMI105OC/CASMI105IC | MIDEA | Non Ducted | Single Split System | 10 | 10.5 | ELIGIBLE | 32 | 55 | 790.22 | 37 | 157 | 1035.12
UCMI125OC/CASMI125IC | MIDEA | Non Ducted | Single Split System | 12.9 | 13.3 | ELIGIBLE | 42 | 133 | 1116.22 | 48 | 266 | 1423.88
UCMI140OC/CASMI140IC | MIDEA | Non Ducted | Single Split System | 14.1 | 14.5 | ELIGIBLE | 45 | 79 | 1113.4 | 52 | 224 | 1459.12
MOUU-200HD1N1-R/ MHU-200HAN1 | Midea | Ducted | Single Split System | 20.5 | 23 | INELIGIBLE | 0 | 0 | 0 | 0 | 0 | 0
MOUU-220HD1N1-R/MHU-220HAN1 | Midea | Ducted | Single Split System | 22 | 24.5 | INELIGIBLE | 0 | 0 | 0 | 0 | 0 | 0
UCMI200OC-3PH/DUCMI200IHC-3PH | Midea | Ducted | Single Split System | 20.5 | 23 | INELIGIBLE | 0 | 0 | 0 | 0 | 0 | 0
UCMI220OC-3PH/DUCMI220IHC-3PH | Midea | Ducted | Single Split System | 22 | 24.5 | INELIGIBLE | 0 | 0 | 0 | 0 | 0 | 0
MTP-12IN | Mistral | Non Ducted | Single Split System | 3.5 | 4.5 | INELIGIBLE | 0 | 0 | 0 | 0 | 0 | 0
MTP-09IN | Mistral | Non Ducted | Single Split System | 2.64 | 4.05 | INELIGIBLE | 0 | 0 | 0 | 0 | 0 | 0
MUFZ-KJ50VE-A1 | Mitsubishi Electric | Non Ducted | Single Split System | 4.995 | 5.8 | INELIGIBLE | 0 | 0 | 0 | 0 | 0 | 0
MFZ-KJ60VE / MUFZ-KJ60VE | MITSUBISHI ELECTRIC | Non Ducted | Single Split System | 6.036 | 6.8 | INELIGIBLE | 0 | 0 | 0 | 0 | 0 | 0
MFZ-KJ60VE / MUFZ-KJ60VEHZ | MITSUBISHI ELECTRIC | Non Ducted | Single Split System | 6.114 | 6.8 | INELIGIBLE | 0 | 0 | 0 | 0 | 0 | 0
MSZ-FH25VE | MITSUBISHI ELECTRIC | Non Ducted | Single Split System | 2.5 | 3.2 | ELIGIBLE | 7 | 51 | 223.52 | 8 | 71 | 271.98
MSZ-FH25VEHZ | MITSUBISHI ELECTRIC | Non Ducted | Single Split System | 2.5 | 3.2 | ELIGIBLE | 7 | 51 | 223.52 | 8 | 71 | 271.98
MSZ-FH35VE-A | MITSUBISHI ELECTRIC | Non Ducted | Single Split System | 3.5 | 4 | INELIGIBLE | 0 | 0 | 0 | 0 | 0 | 0
MSZ-FH50VE-A | MITSUBISHI ELECTRIC | Non Ducted | Single Split System | 5 | 6 | ELIGIBLE | 12 | 51 | 335.82 | 14 | 96 | 439.24
MSZ-FH50VEHZ | MITSUBISHI ELECTRIC | Non Ducted | Single Split System | 5 | 6 | ELIGIBLE | 12 | 51 | 335.82 | 14 | 96 | 439.24
MSZ-GE35VAD2-A | Mitsubishi Electric | Non Ducted | Single Split System | 3.5 | 4 | INELIGIBLE | 0 | 0 | 0 | 0 | 0 | 0
MSZ-GE42VAD2-A | Mitsubishi Electric | Non Ducted | Single Split System | 4.2 | 5 | INELIGIBLE | 0 | 0 | 0 | 0 | 0 | 0
MSZ-GE50VAD2-A | Mitsubishi Electric | Non Ducted | Single Split System | 4.8 | 5.8 | INELIGIBLE | 0 | 0 | 0 | 0 | 0 | 0
MSZ-EF35VE2W | MITSUBISHI ELECTRIC | Non Ducted | Single Split System | 3.5 | 4 | INELIGIBLE | 0 | 0 | 0 | 0 | 0 | 0
MSZ-EF35VE2S | Mitsubishi Electric | Non Ducted | Single Split System | 3.5 | 4 | INELIGIBLE | 0 | 0 | 0 | 0 | 0 | 0
MSZ-EF50VE2W | Mitsubishi Electric | Non Ducted | Single Split System | 5 | 5.8 | INELIGIBLE | 0 | 0 | 0 | 0 | 0 | 0
MSZ-EF50VE2S | Mitsubishi Electric | Non Ducted | Single Split System | 5 | 5.8 | INELIGIBLE | 0 | 0 | 0 | 0 | 0 | 0
MSZ-EF25VE2W | Mitsubishi Electric | Non Ducted | Single Split System | 2.5 | 3.2 | ELIGIBLE | 6 | 39 | 185.46 | 7 | 59 | 233.92
MSZ-EF25VE2B | Mitsubishi Electric | Non Ducted | Single Split System | 2.5 | 3.2 | ELIGIBLE | 6 | 39 | 185.46 | 7 | 59 | 233.92
MSZ-EF42VE2W | Mitsubishi Electric | Non Ducted | Single Split System | 4.2 | 5.4 | INELIGIBLE | 0 | 0 | 0 | 0 | 0 | 0
MSZ-EF42VE2S | Mitsubishi Electric | Non Ducted | Single Split System | 4.2 | 5.4 | INELIGIBLE | 0 | 0 | 0 | 0 | 0 | 0
MFZ-KJ25VE | Mitsubishi Electric | Non Ducted | Single Split System | 2.538 | 3.4 | ELIGIBLE | 6 | 45 | 193.26 | 7 | 65 | 241.72
MSZ-GL25VGD/MUZ-GL25VGD | MITSUBISHI ELECTRIC | Non Ducted | Single Split System | 2.5 | 3.2 | ELIGIBLE | 6 | 57 | 208.86 | 8 | 77 | 279.78
MSZ-GL35VGD/MUZ-GL35VGD | MITSUBISHI ELECTRIC | Non Ducted | Single Split System | 3.5 | 3.7 | INELIGIBLE | 0 | 0 | 0 | 0 | 0 | 0
MSZ-GL42VGD/MUZ-GL42VGD | MITSUBISHI ELECTRIC | Non Ducted | Single Split System | 4.2 | 5.4 | INELIGIBLE | 0 | 0 | 0 | 0 | 0 | 0
MSZ-GL50VGD/MUZ-GL50VGD | MITSUBISHI ELECTRIC | Non Ducted | Single Split System | 4.8 | 5.8 | ELIGIBLE | 13 | 95 | 415.48 | 15 | 138 | 516.3
MSZ-GL60VGD/MUZ-GL60VGD | MITSUBISHI ELECTRIC | Non Ducted | Single Split System | 6 | 6.8 | ELIGIBLE | 14 | 81 | 419.74 | 17 | 135 | 557.32
MSZ-GL71VGD/MUZ-GL71VGD | MITSUBISHI ELECTRIC | Non Ducted | Single Split System | 7.1 | 8 | ELIGIBLE | 15 | 57 | 411 | 18 | 122 | 562.88
MSZ-GL80VGD/MUZ-GL80VGD | MITSUBISHI ELECTRIC | Non Ducted | Single Split System | 7.8 | 9 | INELIGIBLE | 0 | 0 | 0 | 0 | 0 | 0
MUZ-AS90VGD/MSZ-AS90VGD | MITSUBISHI ELECTRIC | Non Ducted | Single Split System | 9 | 10.3 | ELIGIBLE | 27 | 4 | 611.62 | 32 | 86 | 830.52
MUZ-GS25VFD/MSZ-GS25VFD | MITSUBISHI ELECTRIC | Non Ducted | Single Split System | 2.5 | 3.1 | INELIGIBLE | 0 | 0 | 0 | 0 | 0 | 0
MUZ-GS35VFD/MSZ-GS35VFD | MITSUBISHI ELECTRIC | Non Ducted | Single Split System | 3.5 | 3.7 | INELIGIBLE | 0 | 0 | 0 | 0 | 0 | 0
MUZ-GS50VFD/MSZ-GS50VFD | MITSUBISHI ELECTRIC | Non Ducted | Single Split System | 5 | 5.5 | INELIGIBLE | 0 | 0 | 0 | 0 | 0 | 0
MUZ-GS60VFD/MSZ-GS60VFD | MITSUBISHI ELECTRIC | Non Ducted | Single Split System | 6 | 6.6 | ELIGIBLE | 18 | 60 | 482.28 | 21 | 114 | 619.86
MUZ-GS71VFD/MSZ-GS71VFD | MITSUBISHI ELECTRIC | Non Ducted | Single Split System | 7.1 | 8 | INELIGIBLE | 0 | 0 | 0 | 0 | 0 | 0
MUZ-GS80VFD/MSZ-GS80VFD | MITSUBISHI ELECTRIC | Non Ducted | Single Split System | 7.8 | 9 | INELIGIBLE | 0 | 0 | 0 | 0 | 0 | 0
PUZ-ZM140VKA-A/PEAD-M140JAA | MITSUBISHI ELECTRIC | Ducted | Single Split System | 14 | 16 | INELIGIBLE | 0 | 0 | 0 | 0 | 0 | 0
PUZ-M100VKA-A/PEAD-M100JAA | MITSUBISHI ELECTRIC | Ducted | Single Split System | 10 | 12.5 | INELIGIBLE | 0 | 0 | 0 | 0 | 0 | 0
PUZ-M125VKA-A/PEAD-M125JAA | MITSUBISHI ELECTRIC | Ducted | Single Split System | 12 | 14 | INELIGIBLE | 0 | 0 | 0 | 0 | 0 | 0
PUZ-M125VKA-A/PEAD-M125JAAD | MITSUBISHI ELECTRIC | Ducted | Single Split System | 12 | 14 | INELIGIBLE | 0 | 0 | 0 | 0 | 0 | 0
PUZ-M125VKA-A/PEAD-M125JAA Series | MITSUBISHI ELECTRIC | Ducted | Single Split System | 12 | 14 | INELIGIBLE | 0 | 0 | 0 | 0 | 0 | 0
PUZ-M140VKA-A/PEAD-M140JAA | MITSUBISHI ELECTRIC | Ducted | Single Split System | 14 | 16 | INELIGIBLE | 0 | 0 | 0 | 0 | 0 | 0
PUZ-M140VKA-A/PEAD-M140JAAD | MITSUBISHI ELECTRIC | Ducted | Single Split System | 14 | 16 | INELIGIBLE | 0 | 0 | 0 | 0 | 0 | 0
PUZ-M140VKA-A/PEAD-M140JAA Series | MITSUBISHI ELECTRIC | Ducted | Single Split System | 14 | 16 | INELIGIBLE | 0 | 0 | 0 | 0 | 0 | 0
PUZ-ZM140VKA-A/PEA-M140GAA | MITSUBISHI ELECTRIC | Ducted | Single Split System | 14 | 16 | INELIGIBLE | 0 | 0 | 0 | 0 | 0 | 0
PUZ-ZM140VKA-A/PEA-M140HAA | MITSUBISHI ELECTRIC | Ducted | Single Split System | 14 | 16 | INELIGIBLE | 0 | 0 | 0 | 0 | 0 | 0
PUZ-M100VKA-A/PEA-M100GAA | MITSUBISHI ELECTRIC | Ducted | Single Split System | 10 | 12.5 | INELIGIBLE | 0 | 0 | 0 | 0 | 0 | 0
PUZ-M125VKA-A/PEA-M125GAA | MITSUBISHI ELECTRIC | Ducted | Single Split System | 12 | 14 | INELIGIBLE | 0 | 0 | 0 | 0 | 0 | 0
PUZ-M140VKA-A/PEA-M140GAA | MITSUBISHI ELECTRIC | Ducted | Single Split System | 14 | 16 | INELIGIBLE | 0 | 0 | 0 | 0 | 0 | 0
SUZ-M25VAD-A/SLZ-M25FA-A | MITSUBISHI ELECTRIC | Non Ducted | Single Split System | 2.5 | 3 | INELIGIBLE | 0 | 0 | 0 | 0 | 0 | 0
SUZ-M60VAD-A/SLZ-M60FA-A | MITSUBISHI ELECTRIC | Non Ducted | Single Split System | 5.6 | 6 | INELIGIBLE | 0 | 0 | 0 | 0 | 0 | 0
SUZ-M25VAD-A/SEZ-M25DA | MITSUBISHI ELECTRIC | Ducted | Single Split System | 2.5 | 3 | INELIGIBLE | 0 | 0 | 0 | 0 | 0 | 0
SUZ-M25VAD-A/SEZ-M25DAL | MITSUBISHI ELECTRIC | Ducted | Single Split System | 2.5 | 3 | INELIGIBLE | 0 | 0 | 0 | 0 | 0 | 0
SUZ-M25VAD-A/SEZ-M25DA Series | MITSUBISHI ELECTRIC | Ducted | Single Split System | 2.5 | 3 | INELIGIBLE | 0 | 0 | 0 | 0 | 0 | 0
SUZ-M35VAD-A/SEZ-M35DAL | MITSUBISHI ELECTRIC | Ducted | Single Split System | 3.5 | 4 | ELIGIBLE | 11 | 35 | 292.56 | 13 | 71 | 384.28
SUZ-M35VAD-A/SEZ-M35DA | MITSUBISHI ELECTRIC | Ducted | Single Split System | 3.5 | 4 | ELIGIBLE | 11 | 35 | 292.56 | 13 | 71 | 384.28
SUZ-M35VAD-A/SEZ-M35DA Series | MITSUBISHI ELECTRIC | Ducted | Single Split System | 3.5 | 4 | ELIGIBLE | 11 | 35 | 292.56 | 13 | 71 | 384.28
SUZ-M50VAD-A/SEZ-M50DA | MITSUBISHI ELECTRIC | Ducted | Single Split System | 5 | 6 | ELIGIBLE | 16 | 63 | 441.26 | 19 | 114 | 574.94
SUZ-M50VAD-A/SEZ-M50DAL | MITSUBISHI ELECTRIC | Ducted | Single Split System | 5 | 6 | ELIGIBLE | 16 | 63 | 441.26 | 19 | 114 | 574.94
SUZ-M50VAD-A/SEZ-M50DA Series | MITSUBISHI ELECTRIC | Ducted | Single Split System | 5 | 6 | ELIGIBLE | 16 | 63 | 441.26 | 19 | 114 | 574.94
SUZ-M60VAD-A/SEZ-M60DAL | MITSUBISHI ELECTRIC | Ducted | Single Split System | 6 | 7 | INELIGIBLE | 0 | 0 | 0 | 0 | 0 | 0
SUZ-M60VAD-A/SEZ-M60DA | MITSUBISHI ELECTRIC | Ducted | Single Split System | 6 | 7 | INELIGIBLE | 0 | 0 | 0 | 0 | 0 | 0
SUZ-M71VAD-A/SEZ-M71DA | MITSUBISHI ELECTRIC | Ducted | Single Split System | 7.1 | 8 | ELIGIBLE | 21 | 44 | 528.86 | 25 | 117 | 713.6
SUZ-M71VAD-A/SEZ-M71DAL | MITSUBISHI ELECTRIC | Ducted | Single Split System | 7.1 | 8 | ELIGIBLE | 21 | 44 | 528.86 | 25 | 117 | 713.6
PUZ-M100VKA-A/PEAD-M100JAAD | MITSUBISHI ELECTRIC | Ducted | Single Split System | 10 | 12.5 | INELIGIBLE | 0 | 0 | 0 | 0 | 0 | 0
PUZ-M100VKA-A/PEAD-M100JAA Series | MITSUBISHI ELECTRIC | Ducted | Single Split System | 10 | 12.5 | INELIGIBLE | 0 | 0 | 0 | 0 | 0 | 0
SUZ-M60VAD-A/SEZ-M60DA Series | MITSUBISHI ELECTRIC | Ducted | Single Split System | 6 | 7 | INELIGIBLE | 0 | 0 | 0 | 0 | 0 | 0
MUZ-AP71VGD2/MSZ-AP71VGKD2 | MITSUBISHI ELECTRIC | Non Ducted | Single Split System | 7.1 | 8 | ELIGIBLE | 22 | 57 | 568.22 | 25 | 122 | 720.1
MUZ-AP71VGD2/MSZ-AP71VGD2 | MITSUBISHI ELECTRIC | Non Ducted | Single Split System | 7.1 | 8 | ELIGIBLE | 22 | 57 | 568.22 | 25 | 122 | 720.1
MUZ-AP71VG2/MSZ-AP71VGKD2 | MITSUBISHI ELECTRIC | Non Ducted | Single Split System | 7.1 | 8 | ELIGIBLE | 22 | 57 | 568.22 | 25 | 122 | 720.1
MUZ-AP71VG2/MSZ-AP71VGD2 | MITSUBISHI ELECTRIC | Non Ducted | Single Split System | 7.1 | 8 | ELIGIBLE | 22 | 57 | 568.22 | 25 | 122 | 720.1
MUZ-AP71VG2/MSZ-AP71VGD | MITSUBISHI ELECTRIC | Non Ducted | Single Split System | 7.1 | 8 | ELIGIBLE | 22 | 57 | 568.22 | 25 | 122 | 720.1
MUZ-AP71VG2/MSZ-AP71VGKD | MITSUBISHI ELECTRIC | Non Ducted | Single Split System | 7.1 | 8 | ELIGIBLE | 22 | 57 | 568.22 | 25 | 122 | 720.1
MUZ-AP71VGD2/MSZ-AP71VGD | MITSUBISHI ELECTRIC | Non Ducted | Single Split System | 7.1 | 8 | ELIGIBLE | 22 | 57 | 568.22 | 25 | 122 | 720.1
MUZ-AP71VGD2/MSZ-AP71VGKD | MITSUBISHI ELECTRIC | Non Ducted | Single Split System | 7.1 | 8 | ELIGIBLE | 22 | 57 | 568.22 | 25 | 122 | 720.1
MUZ-AP71VG2/MSZ-AP71VG2 Series | MITSUBISHI ELECTRIC | Non Ducted | Single Split System | 7.1 | 8 | ELIGIBLE | 22 | 57 | 568.22 | 25 | 122 | 720.1
MUZ-AP80VG2/MSZ-AP80VGD | MITSUBISHI ELECTRIC | Non Ducted | Single Split System | 7.8 | 9 | ELIGIBLE | 24 | 18 | 562.44 | 28 | 89 | 744.58
MUZ-AP80VG2/MSZ-AP80VGKD | MITSUBISHI ELECTRIC | Non Ducted | Single Split System | 7.8 | 9 | ELIGIBLE | 24 | 18 | 562.44 | 28 | 89 | 744.58
MUZ-AP80VGD2/MSZ-AP80VGD | MITSUBISHI ELECTRIC | Non Ducted | Single Split System | 7.8 | 9 | ELIGIBLE | 24 | 18 | 562.44 | 28 | 89 | 744.58
MUZ-AP80VGD2/MSZ-AP80VGKD | MITSUBISHI ELECTRIC | Non Ducted | Single Split System | 7.8 | 9 | ELIGIBLE | 24 | 18 | 562.44 | 28 | 89 | 744.58
MUZ-AP80VG2/MSZ-AP80VGD2 | MITSUBISHI ELECTRIC | Non Ducted | Single Split System | 7.8 | 9 | ELIGIBLE | 24 | 18 | 562.44 | 28 | 89 | 744.58
MUZ-AP80VG2/MSZ-AP80VGKD2 | MITSUBISHI ELECTRIC | Non Ducted | Single Split System | 7.8 | 9 | ELIGIBLE | 24 | 18 | 562.44 | 28 | 89 | 744.58
MUZ-AP80VGD2/MSZ-AP80VGD2 | MITSUBISHI ELECTRIC | Non Ducted | Single Split System | 7.8 | 9 | ELIGIBLE | 24 | 18 | 562.44 | 28 | 89 | 744.58
MUZ-AP80VGD2/MSZ-AP80VGKD2 | MITSUBISHI ELECTRIC | Non Ducted | Single Split System | 7.8 | 9 | ELIGIBLE | 24 | 18 | 562.44 | 28 | 89 | 744.58
MUZ-AP80VG2/MSZ-AP80VG2 Series | MITSUBISHI ELECTRIC | Non Ducted | Single Split System | 7.8 | 9 | ELIGIBLE | 24 | 18 | 562.44 | 28 | 89 | 744.58
PUZ-ZM250YKA-A / PEA-M250LAA | MITSUBISHI ELECTRIC | Ducted | Single Split System | 24.5 | 28 | INELIGIBLE | 0 | 0 | 0 | 0 | 0 | 0
PUZ-ZM200YKA-A / PEA-M200LAA | MITSUBISHI ELECTRIC | Ducted | Single Split System | 20 | 22.4 | ELIGIBLE | 58 | 15 | 1322.18 | 69 | 220 | 1835.74
MUZ-LN50VG3/MSZ-LN50VG3R | MITSUBISHI ELECTRIC | Non Ducted | Single Split System | 5 | 6 | ELIGIBLE | 17 | 51 | 448.12 | 19 | 96 | 551.54
MUZ-LN50VG3/MSZ-LN50VG3B | MITSUBISHI ELECTRIC | Non Ducted | Single Split System | 5 | 6 | ELIGIBLE | 17 | 51 | 448.12 | 19 | 96 | 551.54
MUZ-LN50VG3/MSZ-LN50VG3V | MITSUBISHI ELECTRIC | Non Ducted | Single Split System | 5 | 6 | ELIGIBLE | 17 | 51 | 448.12 | 19 | 96 | 551.54
MUZ-LN60VG2/MSZ-LN60VG3R | MITSUBISHI ELECTRIC | Non Ducted | Single Split System | 6.1 | 6.8 | ELIGIBLE | 18 | 48 | 466.68 | 21 | 104 | 606.86
MUZ-LN60VG2/MSZ-LN60VG3B | MITSUBISHI ELECTRIC | Non Ducted | Single Split System | 6.1 | 6.8 | ELIGIBLE | 18 | 48 | 466.68 | 21 | 104 | 606.86
MUZ-LN60VG2/MSZ-LN60VG3V | MITSUBISHI ELECTRIC | Non Ducted | Single Split System | 6.1 | 6.8 | ELIGIBLE | 18 | 48 | 466.68 | 21 | 104 | 606.86
MUZ-LN60VG2/MSZ-LN60VG3 Series | MITSUBISHI ELECTRIC | Non Ducted | Single Split System | 6.1 | 6.8 | ELIGIBLE | 18 | 48 | 466.68 | 21 | 104 | 606.86
MUZ-LN50VG3/MSZ-LN50VG3 Series | MITSUBISHI ELECTRIC | Non Ducted | Single Split System | 5 | 6 | ELIGIBLE | 17 | 51 | 448.12 | 19 | 96 | 551.54
PUZ-ZM160VKA-A / PEA-M160HAA | MITSUBISHI ELECTRIC | Ducted | Single Split System | 16 | 18 | ELIGIBLE | 51 | 62 | 1226.06 | 60 | 226 | 1641.4
PUZ-ZM160YKA-A / PEA-M160HAA | MITSUBISHI ELECTRIC | Ducted | Single Split System | 16 | 18 | ELIGIBLE | 51 | 62 | 1226.06 | 60 | 226 | 1641.4
PUZ-ZM180VKA-A / PEA-M180LAA | MITSUBISHI ELECTRIC | Ducted | Single Split System | 18 | 20 | ELIGIBLE | 55 | 84 | 1344.5 | 65 | 269 | 1809.6
PUZ-ZM180YKA-A / PEA-M180LAA | MITSUBISHI ELECTRIC | Ducted | Single Split System | 18 | 20 | ELIGIBLE | 55 | 84 | 1344.5 | 65 | 269 | 1809.6
PUZ-ZM71VHA-A/PEAD-M71JAA | MITSUBISHI ELECTRIC | Ducted | Single Split System | 7.1 | 8 | ELIGIBLE | 22 | 130 | 663.12 | 26 | 203 | 847.86
PUZ-ZM71VHA-A/PEAD-M71JAAD | MITSUBISHI ELECTRIC | Ducted | Single Split System | 7.1 | 8 | ELIGIBLE | 22 | 130 | 663.12 | 26 | 203 | 847.86
PUZ-ZM71VHA2-A/PEAD-M71JAA | MITSUBISHI ELECTRIC | Ducted | Single Split System | 7.1 | 8 | ELIGIBLE | 22 | 130 | 663.12 | 26 | 203 | 847.86
PUZ-ZM71VHA2-A/PEAD-M71JAAD | MITSUBISHI ELECTRIC | Ducted | Single Split System | 7.1 | 8 | ELIGIBLE | 22 | 130 | 663.12 | 26 | 203 | 847.86
PUZ-ZM71VHA*-A/PEAD-M71JAA* | MITSUBISHI ELECTRIC | Ducted | Single Split System | 7.1 | 8 | ELIGIBLE | 22 | 130 | 663.12 | 26 | 203 | 847.86
PUZ-ZM71VHA*-A/PLA-M71EA*-A Series | MITSUBISHI ELECTRIC | Non Ducted | Single Split System | 7.1 | 8 | INELIGIBLE | 0 | 0 | 0 | 0 | 0 | 0
PUZ-ZM71VHA-A/PLA-M71EA-A | MITSUBISHI ELECTRIC | Non Ducted | Single Split System | 7.1 | 8 | INELIGIBLE | 0 | 0 | 0 | 0 | 0 | 0
PUZ-ZM71VHA2-A/PLA-M71EA2-A | MITSUBISHI ELECTRIC | Non Ducted | Single Split System | 7.1 | 8 | INELIGIBLE | 0 | 0 | 0 | 0 | 0 | 0
PUZ-ZM71VHA-A/PLA-M71EA2-A | MITSUBISHI ELECTRIC | Non Ducted | Single Split System | 7.1 | 8 | INELIGIBLE | 0 | 0 | 0 | 0 | 0 | 0
PUZ-ZM71VHA2-A/PLA-M71EA-A | MITSUBISHI ELECTRIC | Non Ducted | Single Split System | 7.1 | 8 | INELIGIBLE | 0 | 0 | 0 | 0 | 0 | 0
PUZ-ZM100YKA3-A / PEAD-M100JAA | MITSUBISHI ELECTRIC | Ducted | Single Split System | 10 | 11.2 | INELIGIBLE | 0 | 0 | 0 | 0 | 0 | 0
PUZ-ZM100YKA3-A/PLA-M100EA2-A | MITSUBISHI ELECTRIC | Non Ducted | Single Split System | 10 | 11.2 | ELIGIBLE | 31 | 235 | 1001.76 | 36 | 338 | 1247.96
PUZ-ZM100YKA3-A/PLA-M100EA-A | MITSUBISHI ELECTRIC | Non Ducted | Single Split System | 10 | 11.2 | ELIGIBLE | 31 | 235 | 1001.76 | 36 | 338 | 1247.96
PUZ-ZM100YKA2-A/PLA-M100EA2-A | MITSUBISHI ELECTRIC | Non Ducted | Single Split System | 10 | 11.2 | ELIGIBLE | 31 | 235 | 1001.76 | 36 | 338 | 1247.96
PUZ-ZM100YKA2-A/PLA-M100EA-A | MITSUBISHI ELECTRIC | Non Ducted | Single Split System | 10 | 11.2 | ELIGIBLE | 31 | 235 | 1001.76 | 36 | 338 | 1247.96
PUZ-ZM100YKA3-A/PLA-M100EA2-A Series | MITSUBISHI ELECTRIC | Non Ducted | Single Split System | 10 | 11.2 | ELIGIBLE | 31 | 235 | 1001.76 | 36 | 338 | 1247.96
PUZ-ZM100YKA3-A / PEAD-M100JAAD | MITSUBISHI ELECTRIC | Ducted | Single Split System | 10 | 11.2 | INELIGIBLE | 0 | 0 | 0 | 0 | 0 | 0
PUZ-ZM100YKA2-A / PEAD-M100JAA | MITSUBISHI ELECTRIC | Ducted | Single Split System | 10 | 11.2 | INELIGIBLE | 0 | 0 | 0 | 0 | 0 | 0
PUZ-ZM100YKA2-A / PEAD-M100JAAD | MITSUBISHI ELECTRIC | Ducted | Single Split System | 10 | 11.2 | INELIGIBLE | 0 | 0 | 0 | 0 | 0 | 0
PUZ-ZM100YKA3-A / PEAD-M100JAA(D) Series | MITSUBISHI ELECTRIC | Ducted | Single Split System | 10 | 11.2 | INELIGIBLE | 0 | 0 | 0 | 0 | 0 | 0
PUZ-ZM125VKA-A/PLA-M125EA-A | MITSUBISHI ELECTRIC | Non Ducted | Single Split System | 12.5 | 14 | ELIGIBLE | 39 | 143 | 1061.84 | 45 | 271 | 1363
PUZ-ZM125VKA-A/PLA-M125EA-A Series | MITSUBISHI ELECTRIC | Non Ducted | Single Split System | 12.5 | 14 | ELIGIBLE | 39 | 143 | 1061.84 | 45 | 271 | 1363
PUZ-ZM125VKA-A/PLA-M125EA2-A | MITSUBISHI ELECTRIC | Non Ducted | Single Split System | 12.5 | 14 | ELIGIBLE | 39 | 143 | 1061.84 | 45 | 271 | 1363
PUZ-ZM125VKA2-A/PLA-M125EA-A | MITSUBISHI ELECTRIC | Non Ducted | Single Split System | 12.5 | 14 | ELIGIBLE | 39 | 143 | 1061.84 | 45 | 271 | 1363
PUZ-ZM125VKA2-A/PLA-M125EA2-A | MITSUBISHI ELECTRIC | Non Ducted | Single Split System | 12.5 | 14 | ELIGIBLE | 39 | 143 | 1061.84 | 45 | 271 | 1363
PUZ-ZM100VKA-A/PLA-M100EA-A | MITSUBISHI ELECTRIC | Non Ducted | Single Split System | 10 | 11.2 | ELIGIBLE | 31 | 235 | 1001.76 | 37 | 338 | 1270.42
PUZ-ZM100VKA-A/PLA-M100EA2-A | MITSUBISHI ELECTRIC | Non Ducted | Single Split System | 10 | 11.2 | ELIGIBLE | 31 | 235 | 1001.76 | 37 | 338 | 1270.42
PUZ-ZM100VKA2-A/PLA-M100EA-A | MITSUBISHI ELECTRIC | Non Ducted | Single Split System | 10 | 11.2 | ELIGIBLE | 31 | 235 | 1001.76 | 37 | 338 | 1270.42
PUZ-ZM100VKA2-A/PLA-M100EA2-A | MITSUBISHI ELECTRIC | Non Ducted | Single Split System | 10 | 11.2 | ELIGIBLE | 31 | 235 | 1001.76 | 37 | 338 | 1270.42
PUZ-ZM100VKA*-A/PLA-M100EA*-A | MITSUBISHI ELECTRIC | Non Ducted | Single Split System | 10 | 11.2 | ELIGIBLE | 31 | 235 | 1001.76 | 37 | 338 | 1270.42
PUZ-ZM125YKA-A/PEAD-M125JAAD | MITSUBISHI ELECTRIC | Ducted | Single Split System | 12.5 | 14 | INELIGIBLE | 0 | 0 | 0 | 0 | 0 | 0
PUZ-ZM125YKA-A/PEAD-M125JAA | MITSUBISHI ELECTRIC | Ducted | Single Split System | 12.5 | 14 | INELIGIBLE | 0 | 0 | 0 | 0 | 0 | 0
PUZ-ZM125YKA2-A/PEAD-M125JAAD | MITSUBISHI ELECTRIC | Ducted | Single Split System | 12.5 | 14 | INELIGIBLE | 0 | 0 | 0 | 0 | 0 | 0
PUZ-ZM125YKA2-A/PEAD-M125JAA | MITSUBISHI ELECTRIC | Ducted | Single Split System | 12.5 | 14 | INELIGIBLE | 0 | 0 | 0 | 0 | 0 | 0
PLA-M125EA-A/PUZ-ZM125YKA-A | MITSUBISHI ELECTRIC | Non Ducted | Single Split System | 12.5 | 14 | INELIGIBLE | 0 | 0 | 0 | 0 | 0 | 0
PLA-M125EA2-A/PUZ-ZM125YKA-A | MITSUBISHI ELECTRIC | Non Ducted | Single Split System | 12.5 | 14 | INELIGIBLE | 0 | 0 | 0 | 0 | 0 | 0
PLA-M125EA-A/PUZ-ZM125YKA2-A | MITSUBISHI ELECTRIC | Non Ducted | Single Split System | 12.5 | 14 | INELIGIBLE | 0 | 0 | 0 | 0 | 0 | 0
PLA-M125EA2-A/PUZ-ZM125YKA2-A | MITSUBISHI ELECTRIC | Non Ducted | Single Split System | 12.5 | 14 | INELIGIBLE | 0 | 0 | 0 | 0 | 0 | 0
PLA-M125EA*-A/PUZ-ZM125YKA*-A Series | MITSUBISHI ELECTRIC | Non Ducted | Single Split System | 12.5 | 14 | INELIGIBLE | 0 | 0 | 0 | 0 | 0 | 0
PEAD-M140JAAD/PUZ-ZM140YKA-A | MITSUBISHI ELECTRIC | Ducted | Single Split System | 14 | 16 | INELIGIBLE | 0 | 0 | 0 | 0 | 0 | 0
PEAD-M140JAAD/PUZ-ZM140YKA2-A | MITSUBISHI ELECTRIC | Ducted | Single Split System | 14 | 16 | INELIGIBLE | 0 | 0 | 0 | 0 | 0 | 0
PEAD-M140JAA/PUZ-ZM140YKA-A | MITSUBISHI ELECTRIC | Ducted | Single Split System | 14 | 16 | INELIGIBLE | 0 | 0 | 0 | 0 | 0 | 0
PEAD-M140JAA/PUZ-ZM140YKA2-A | MITSUBISHI ELECTRIC | Ducted | Single Split System | 14 | 16 | INELIGIBLE | 0 | 0 | 0 | 0 | 0 | 0
PEAD-M140JAA(D)/PUZ-ZM140YKA*-A | MITSUBISHI ELECTRIC | Ducted | Single Split System | 14 | 16 | INELIGIBLE | 0 | 0 | 0 | 0 | 0 | 0
PUZ-ZM140YKA-A/PLA-M140EA-A | MITSUBISHI ELECTRIC | Non Ducted | Single Split System | 13.5 | 16 | ELIGIBLE | 42 | 125 | 1105.82 | 50 | 264 | 1466.2
PUZ-ZM140YKA-A/PLA-M140EA2-A | MITSUBISHI ELECTRIC | Non Ducted | Single Split System | 13.5 | 16 | ELIGIBLE | 42 | 125 | 1105.82 | 50 | 264 | 1466.2
PUZ-ZM140YKA2-A/PLA-M140EA-A | MITSUBISHI ELECTRIC | Non Ducted | Single Split System | 13.5 | 16 | ELIGIBLE | 42 | 125 | 1105.82 | 50 | 264 | 1466.2
PUZ-ZM140YKA2-A/PLA-M140EA2-A | MITSUBISHI ELECTRIC | Non Ducted | Single Split System | 13.5 | 16 | ELIGIBLE | 42 | 125 | 1105.82 | 50 | 264 | 1466.2
PUZ-ZM140YKA*-A/PLA-M140EA*-A Series | MITSUBISHI ELECTRIC | Non Ducted | Single Split System | 13.5 | 16 | ELIGIBLE | 42 | 125 | 1105.82 | 50 | 264 | 1466.2
PUZ-ZM125YKA-A/PEAD-M125JAA Series | MITSUBISHI ELECTRIC | Ducted | Single Split System | 12.5 | 14 | INELIGIBLE | 0 | 0 | 0 | 0 | 0 | 0
PUZ-ZM140VKA-A/PLA-M140EA-A Series | MITSUBISHI ELECTRIC | Non Ducted | Single Split System | 13.5 | 16 | ELIGIBLE | 42 | 125 | 1105.82 | 50 | 264 | 1466.2
PUZ-ZM140VKA-A/PLA-M140EA-A | MITSUBISHI ELECTRIC | Non Ducted | Single Split System | 13.5 | 16 | ELIGIBLE | 42 | 125 | 1105.82 | 50 | 264 | 1466.2
PUZ-ZM140VKA-A/PLA-M140EA2-A | MITSUBISHI ELECTRIC | Non Ducted | Single Split System | 13.5 | 16 | ELIGIBLE | 42 | 125 | 1105.82 | 50 | 264 | 1466.2
PUZ-ZM140VKA2-A/PLA-M140EA-A | MITSUBISHI ELECTRIC | Non Ducted | Single Split System | 13.5 | 16 | ELIGIBLE | 42 | 125 | 1105.82 | 50 | 264 | 1466.2
PUZ-ZM140VKA2-A/PLA-M140EA2-A | MITSUBISHI ELECTRIC | Non Ducted | Single Split System | 13.5 | 16 | ELIGIBLE | 42 | 125 | 1105.82 | 50 | 264 | 1466.2
SUZ-M71VAD-A/PLA-M71EA2-A | MITSUBISHI ELECTRIC | Non Ducted | Single Split System | 7.1 | 8 | ELIGIBLE | 22 | 99 | 622.82 | 25 | 164 | 774.7
SUZ-M71VAD-A/PLA-M71EA-A Series | MITSUBISHI ELECTRIC | Non Ducted | Single Split System | 7.1 | 8 | ELIGIBLE | 22 | 99 | 622.82 | 25 | 164 | 774.7
SUZ-M71VAD-A/PLA-M71EA-A | MITSUBISHI ELECTRIC | Non Ducted | Single Split System | 7.1 | 8 | ELIGIBLE | 22 | 99 | 622.82 | 25 | 164 | 774.7
SUZ-M60VAD-A/PCA-M60KA | MITSUBISHI ELECTRIC | Non Ducted | Single Split System | 6 | 7 | ELIGIBLE | 19 | 78 | 528.14 | 22 | 132 | 665.72
SUZ-M60VAD-A/PCA-M60KA2 | MITSUBISHI ELECTRIC | Non Ducted | Single Split System | 6 | 7 | ELIGIBLE | 19 | 78 | 528.14 | 22 | 132 | 665.72
SUZ-M60VAD-A/PCA-M60KA Series | MITSUBISHI ELECTRIC | Non Ducted | Single Split System | 6 | 7 | ELIGIBLE | 19 | 78 | 528.14 | 22 | 132 | 665.72
SUZ-M50VAD-A/PCA-M50KA | MITSUBISHI ELECTRIC | Non Ducted | Single Split System | 5 | 6 | INELIGIBLE | 0 | 0 | 0 | 0 | 0 | 0
SUZ-M50VAD-A/PCA-M50KA2 | MITSUBISHI ELECTRIC | Non Ducted | Single Split System | 5 | 6 | INELIGIBLE | 0 | 0 | 0 | 0 | 0 | 0
SUZ-M50VAD-A/PCA-M50KA Series | MITSUBISHI ELECTRIC | Non Ducted | Single Split System | 5 | 6 | INELIGIBLE | 0 | 0 | 0 | 0 | 0 | 0
SUZ-M71VAD-A/PCA-M71KA | MITSUBISHI ELECTRIC | Non Ducted | Single Split System | 7.1 | 8 | INELIGIBLE | 0 | 0 | 0 | 0 | 0 | 0
SUZ-M71VAD-A/PCA-M71KA2 | MITSUBISHI ELECTRIC | Non Ducted | Single Split System | 7.1 | 8 | INELIGIBLE | 0 | 0 | 0 | 0 | 0 | 0
SUZ-M71VAD-A/PCA-M71KA Series | MITSUBISHI ELECTRIC | Non Ducted | Single Split System | 7.1 | 8 | INELIGIBLE | 0 | 0 | 0 | 0 | 0 | 0
SUZ-M25VAD-A/MLZ-KP25VF | MITSUBISHI ELECTRIC | Non Ducted | Single Split System | 2.5 | 3.2 | INELIGIBLE | 0 | 0 | 0 | 0 | 0 | 0
SUZ-M25VAD-A/MLZ-KP25VG | MITSUBISHI ELECTRIC | Non Ducted | Single Split System | 2.5 | 3.2 | INELIGIBLE | 0 | 0 | 0 | 0 | 0 | 0
SUZ-M25VAD-A/MLZ-KP25V Series | MITSUBISHI ELECTRIC | Non Ducted | Single Split System | 2.5 | 3.2 | INELIGIBLE | 0 | 0 | 0 | 0 | 0 | 0
MUZ-AP25VG2/MSZ-AP25VGD2 | MITSUBISHI ELECTRIC | Non Ducted | Single Split System | 2.5 | 3.2 | ELIGIBLE | 8 | 54 | 249.88 | 9 | 74 | 298.34
MUZ-AP25VGD2/MSZ-AP25VGKD2 | MITSUBISHI ELECTRIC | Non Ducted | Single Split System | 2.5 | 3.2 | ELIGIBLE | 8 | 54 | 249.88 | 9 | 74 | 298.34
MUZ-AP25VGD2/MSZ-AP25VGD2 | MITSUBISHI ELECTRIC | Non Ducted | Single Split System | 2.5 | 3.2 | ELIGIBLE | 8 | 54 | 249.88 | 9 | 74 | 298.34
MUZ-AP25VG2/MSZ-AP25VGKD2 | MITSUBISHI ELECTRIC | Non Ducted | Single Split System | 2.5 | 3.2 | ELIGIBLE | 8 | 54 | 249.88 | 9 | 74 | 298.34
MUZ-AP25VG2/MSZ-AP25VG2 Series | MITSUBISHI ELECTRIC | Non Ducted | Single Split System | 2.5 | 3.2 | ELIGIBLE | 8 | 54 | 249.88 | 9 | 74 | 298.34
MUZ-AP25VG2/MSZ-AP25VGD | MITSUBISHI ELECTRIC | Non Ducted | Single Split System | 2.5 | 3.2 | ELIGIBLE | 8 | 54 | 249.88 | 9 | 74 | 298.34
MUZ-AP25VGD2/MSZ-AP25VGD | MITSUBISHI ELECTRIC | Non Ducted | Single Split System | 2.5 | 3.2 | ELIGIBLE | 8 | 54 | 249.88 | 9 | 74 | 298.34
MUZ-AP42VG/MSZ-AP42VG Series | MITSUBISHI ELECTRIC | Non Ducted | Single Split System | 4.2 | 5.4 | ELIGIBLE | 14 | 33 | 357.34 | 17 | 72 | 475.42
MUZ-AP42VG/MSZ-AP42VGD | MITSUBISHI ELECTRIC | Non Ducted | Single Split System | 4.2 | 5.4 | ELIGIBLE | 14 | 33 | 357.34 | 17 | 72 | 475.42
MUZ-AP42VG/MSZ-AP42VGKD | MITSUBISHI ELECTRIC | Non Ducted | Single Split System | 4.2 | 5.4 | ELIGIBLE | 14 | 33 | 357.34 | 17 | 72 | 475.42
MUZ-AP42VGD/MSZ-AP42VGD | MITSUBISHI ELECTRIC | Non Ducted | Single Split System | 4.2 | 5.4 | ELIGIBLE | 14 | 33 | 357.34 | 17 | 72 | 475.42
MUZ-AP42VGD/MSZ-AP42VGKD | MITSUBISHI ELECTRIC | Non Ducted | Single Split System | 4.2 | 5.4 | ELIGIBLE | 14 | 33 | 357.34 | 17 | 72 | 475.42
MUZ-AP42VG/MSZ-AP42VGD2 | MITSUBISHI ELECTRIC | Non Ducted | Single Split System | 4.2 | 5.4 | ELIGIBLE | 14 | 33 | 357.34 | 17 | 72 | 475.42
MUZ-AP42VGD/MSZ-AP42VGD2 | MITSUBISHI ELECTRIC | Non Ducted | Single Split System | 4.2 | 5.4 | ELIGIBLE | 14 | 33 | 357.34 | 17 | 72 | 475.42
MUZ-AP50VG/MSZ-AP50VG Series | MITSUBISHI ELECTRIC | Non Ducted | Single Split System | 5 | 6 | ELIGIBLE | 17 | 69 | 471.52 | 20 | 114 | 597.4
MUZ-AP50VGD/MSZ-AP50VGKD | MITSUBISHI ELECTRIC | Non Ducted | Single Split System | 5 | 6 | ELIGIBLE | 17 | 69 | 471.52 | 20 | 114 | 597.4
MUZ-AP50VGD/MSZ-AP50VGD | MITSUBISHI ELECTRIC | Non Ducted | Single Split System | 5 | 6 | ELIGIBLE | 17 | 69 | 471.52 | 20 | 114 | 597.4
MUZ-AP50VG/MSZ-AP50VGKD | MITSUBISHI ELECTRIC | Non Ducted | Single Split System | 5 | 6 | ELIGIBLE | 17 | 69 | 471.52 | 20 | 114 | 597.4
MUZ-AP50VG/MSZ-AP50VGD | MITSUBISHI ELECTRIC | Non Ducted | Single Split System | 5 | 6 | ELIGIBLE | 17 | 69 | 471.52 | 20 | 114 | 597.4
MUZ-AP50VGD/MSZ-AP50VGD2 | MITSUBISHI ELECTRIC | Non Ducted | Single Split System | 5 | 6 | ELIGIBLE | 17 | 69 | 471.52 | 20 | 114 | 597.4
MUZ-AP50VG/MSZ-AP50VGD2 | MITSUBISHI ELECTRIC | Non Ducted | Single Split System | 5 | 6 | ELIGIBLE | 17 | 69 | 471.52 | 20 | 114 | 597.4
MUZ-AP50VG2/MSZ-AP50VG2 Series | MITSUBISHI ELECTRIC | Non Ducted | Single Split System | 5 | 6 | ELIGIBLE | 17 | 69 | 471.52 | 20 | 114 | 597.4
MUZ-AP50VGD2/MSZ-AP50VGKD2 | MITSUBISHI ELECTRIC | Non Ducted | Single Split System | 5 | 6 | ELIGIBLE | 17 | 69 | 471.52 | 20 | 114 | 597.4
MUZ-AP50VGD2/MSZ-AP50VGD2 | MITSUBISHI ELECTRIC | Non Ducted | Single Split System | 5 | 6 | ELIGIBLE | 17 | 69 | 471.52 | 20 | 114 | 597.4
MUZ-AP50VG2/MSZ-AP50VGKD2 | MITSUBISHI ELECTRIC | Non Ducted | Single Split System | 5 | 6 | ELIGIBLE | 17 | 69 | 471.52 | 20 | 114 | 597.4
MUZ-AP50VG2/MSZ-AP50VGD2 | MITSUBISHI ELECTRIC | Non Ducted | Single Split System | 5 | 6 | ELIGIBLE | 17 | 69 | 471.52 | 20 | 114 | 597.4
MUZ-AP50VGD2/MSZ-AP50VGD | MITSUBISHI ELECTRIC | Non Ducted | Single Split System | 5 | 6 | ELIGIBLE | 17 | 69 | 471.52 | 20 | 114 | 597.4
MUZ-AP50VG2/MSZ-AP50VGD | MITSUBISHI ELECTRIC | Non Ducted | Single Split System | 5 | 6 | ELIGIBLE | 17 | 69 | 471.52 | 20 | 114 | 597.4
MUZ-AP60VG2/MSZ-AP60VGD2 | MITSUBISHI ELECTRIC | Non Ducted | Single Split System | 6 | 6.8 | ELIGIBLE | 20 | 81 | 554.5 | 23 | 135 | 692.08
MUZ-AP60VG2/MSZ-AP60VGKD2 | MITSUBISHI ELECTRIC | Non Ducted | Single Split System | 6 | 6.8 | ELIGIBLE | 20 | 81 | 554.5 | 23 | 135 | 692.08
MUZ-AP60VGD2/MSZ-AP60VGD2 | MITSUBISHI ELECTRIC | Non Ducted | Single Split System | 6 | 6.8 | ELIGIBLE | 20 | 81 | 554.5 | 23 | 135 | 692.08
MUZ-AP60VGD2/MSZ-AP60VGKD2 | MITSUBISHI ELECTRIC | Non Ducted | Single Split System | 6 | 6.8 | ELIGIBLE | 20 | 81 | 554.5 | 23 | 135 | 692.08
MUZ-AP60VG2/MSZ-AP60VG2 Series | MITSUBISHI ELECTRIC | Non Ducted | Single Split System | 6 | 6.8 | ELIGIBLE | 20 | 81 | 554.5 | 23 | 135 | 692.08
MUZ-AP60VG2/MSZ-AP60VGD | MITSUBISHI ELECTRIC | Non Ducted | Single Split System | 6 | 6.8 | ELIGIBLE | 20 | 81 | 554.5 | 23 | 135 | 692.08
MUZ-AP60VGD2/MSZ-AP60VGD | MITSUBISHI ELECTRIC | Non Ducted | Single Split System | 6 | 6.8 | ELIGIBLE | 20 | 81 | 554.5 | 23 | 135 | 692.08
MUZ-AP60VG/MSZ-AP60VGD | MITSUBISHI ELECTRIC | Non Ducted | Single Split System | 6 | 6.8 | ELIGIBLE | 19 | 81 | 532.04 | 22 | 135 | 669.62
MUZ-AP60VG/MSZ-AP60VG Series | MITSUBISHI ELECTRIC | Non Ducted | Single Split System | 6 | 6.8 | ELIGIBLE | 19 | 81 | 532.04 | 22 | 135 | 669.62
MUZ-AP60VG/MSZ-AP60VGKD | MITSUBISHI ELECTRIC | Non Ducted | Single Split System | 6 | 6.8 | ELIGIBLE | 19 | 81 | 532.04 | 22 | 135 | 669.62
MUZ-AP60VGD/MSZ-AP60VGD | MITSUBISHI ELECTRIC | Non Ducted | Single Split System | 6 | 6.8 | ELIGIBLE | 19 | 81 | 532.04 | 22 | 135 | 669.62
MUZ-AP60VGD/MSZ-AP60VGKD | MITSUBISHI ELECTRIC | Non Ducted | Single Split System | 6 | 6.8 | ELIGIBLE | 19 | 81 | 532.04 | 22 | 135 | 669.62
MUZ-AP60VG/MSZ-AP60VGD2 | MITSUBISHI ELECTRIC | Non Ducted | Single Split System | 6 | 6.8 | ELIGIBLE | 19 | 81 | 532.04 | 22 | 135 | 669.62
MUZ-AP60VGD/MSZ-AP60VGD2 | MITSUBISHI ELECTRIC | Non Ducted | Single Split System | 6 | 6.8 | ELIGIBLE | 19 | 81 | 532.04 | 22 | 135 | 669.62
MUZ-AP42VG2/MSZ-AP42VGD2 | MITSUBISHI ELECTRIC | Non Ducted | Single Split System | 4.2 | 5.4 | ELIGIBLE | 15 | 33 | 379.8 | 17 | 72 | 475.42
MUZ-AP42VG2/MSZ-AP42VG2 Series | MITSUBISHI ELECTRIC | Non Ducted | Single Split System | 4.2 | 5.4 | ELIGIBLE | 15 | 33 | 379.8 | 17 | 72 | 475.42
MUZ-AP42VG2/MSZ-AP42VGKD2 | MITSUBISHI ELECTRIC | Non Ducted | Single Split System | 4.2 | 5.4 | ELIGIBLE | 15 | 33 | 379.8 | 17 | 72 | 475.42
MUZ-AP42VGD2/MSZ-AP42VGD2 | MITSUBISHI ELECTRIC | Non Ducted | Single Split System | 4.2 | 5.4 | ELIGIBLE | 15 | 33 | 379.8 | 17 | 72 | 475.42
MUZ-AP42VGD2/MSZ-AP42VGKD2 | MITSUBISHI ELECTRIC | Non Ducted | Single Split System | 4.2 | 5.4 | ELIGIBLE | 15 | 33 | 379.8 | 17 | 72 | 475.42
MUZ-AP42VG2/MSZ-AP42VGD | MITSUBISHI ELECTRIC | Non Ducted | Single Split System | 4.2 | 5.4 | ELIGIBLE | 15 | 33 | 379.8 | 17 | 72 | 475.42
MUZ-AP42VGD2/MSZ-AP42VGD | MITSUBISHI ELECTRIC | Non Ducted | Single Split System | 4.2 | 5.4 | ELIGIBLE | 15 | 33 | 379.8 | 17 | 72 | 475.42
MUZ-AP35VG2/MSZ-AP35VG2 Series | MITSUBISHI ELECTRIC | Non Ducted | Single Split System | 3.5 | 3.7 | ELIGIBLE | 10 | 25 | 257.1 | 11 | 53 | 315.96
MUZ-AP35VGD2/MSZ-AP35VGKD2 | MITSUBISHI ELECTRIC | Non Ducted | Single Split System | 3.5 | 3.7 | ELIGIBLE | 10 | 25 | 257.1 | 11 | 53 | 315.96
MUZ-AP35VGD2/MSZ-AP35VGD2 | MITSUBISHI ELECTRIC | Non Ducted | Single Split System | 3.5 | 3.7 | ELIGIBLE | 10 | 25 | 257.1 | 11 | 53 | 315.96
MUZ-AP35VG2/MSZ-AP35VGKD2 | MITSUBISHI ELECTRIC | Non Ducted | Single Split System | 3.5 | 3.7 | ELIGIBLE | 10 | 25 | 257.1 | 11 | 53 | 315.96
MUZ-AP35VG2/MSZ-AP35VGD2 | MITSUBISHI ELECTRIC | Non Ducted | Single Split System | 3.5 | 3.7 | ELIGIBLE | 10 | 25 | 257.1 | 11 | 53 | 315.96
MUZ-AP35VGD2/MSZ-AP35VGD | MITSUBISHI ELECTRIC | Non Ducted | Single Split System | 3.5 | 3.7 | ELIGIBLE | 10 | 25 | 257.1 | 11 | 53 | 315.96
MUZ-AP35VG2/MSZ-AP35VGD | MITSUBISHI ELECTRIC | Non Ducted | Single Split System | 3.5 | 3.7 | ELIGIBLE | 10 | 25 | 257.1 | 11 | 53 | 315.96
MUZ-AP35VG/MSZ-AP35VG Series | MITSUBISHI ELECTRIC | Non Ducted | Single Split System | 3.5 | 3.7 | ELIGIBLE | 9 | 25 | 234.64 | 11 | 53 | 315.96
MUZ-AP35VGD/MSZ-AP35VGKD | MITSUBISHI ELECTRIC | Non Ducted | Single Split System | 3.5 | 3.7 | ELIGIBLE | 9 | 25 | 234.64 | 11 | 53 | 315.96
MUZ-AP35VGD/MSZ-AP35VGD | MITSUBISHI ELECTRIC | Non Ducted | Single Split System | 3.5 | 3.7 | ELIGIBLE | 9 | 25 | 234.64 | 11 | 53 | 315.96
MUZ-AP35VG/MSZ-AP35VGKD | MITSUBISHI ELECTRIC | Non Ducted | Single Split System | 3.5 | 3.7 | ELIGIBLE | 9 | 25 | 234.64 | 11 | 53 | 315.96
MUZ-AP35VG/MSZ-AP35VGD | MITSUBISHI ELECTRIC | Non Ducted | Single Split System | 3.5 | 3.7 | ELIGIBLE | 9 | 25 | 234.64 | 11 | 53 | 315.96
MUZ-AP35VGD/MSZ-AP35VGD2 | MITSUBISHI ELECTRIC | Non Ducted | Single Split System | 3.5 | 3.7 | ELIGIBLE | 9 | 25 | 234.64 | 11 | 53 | 315.96
MUZ-AP35VG/MSZ-AP35VGD2 | MITSUBISHI ELECTRIC | Non Ducted | Single Split System | 3.5 | 3.7 | ELIGIBLE | 9 | 25 | 234.64 | 11 | 53 | 315.96
MUZ-AP25VG/MSZ-AP25VGD | MITSUBISHI ELECTRIC | Non Ducted | Single Split System | 2.5 | 3.2 | ELIGIBLE | 8 | 54 | 249.88 | 9 | 74 | 298.34
MUZ-AP25VG/MSZ-AP25VG Series | MITSUBISHI ELECTRIC | Non Ducted | Single Split System | 2.5 | 3.2 | ELIGIBLE | 8 | 54 | 249.88 | 9 | 74 | 298.34
MUZ-AP25VGD/MSZ-AP25VGKD | MITSUBISHI ELECTRIC | Non Ducted | Single Split System | 2.5 | 3.2 | ELIGIBLE | 8 | 54 | 249.88 | 9 | 74 | 298.34
MUZ-AP25VGD/MSZ-AP25VGD | MITSUBISHI ELECTRIC | Non Ducted | Single Split System | 2.5 | 3.2 | ELIGIBLE | 8 | 54 | 249.88 | 9 | 74 | 298.34
MUZ-AP25VG/MSZ-AP25VGKD | MITSUBISHI ELECTRIC | Non Ducted | Single Split System | 2.5 | 3.2 | ELIGIBLE | 8 | 54 | 249.88 | 9 | 74 | 298.34
MUZ-AP25VGD/MSZ-AP25VGD2 | MITSUBISHI ELECTRIC | Non Ducted | Single Split System | 2.5 | 3.2 | ELIGIBLE | 8 | 54 | 249.88 | 9 | 74 | 298.34
MUZ-AP25VG/MSZ-AP25VGD2 | MITSUBISHI ELECTRIC | Non Ducted | Single Split System | 2.5 | 3.2 | ELIGIBLE | 8 | 54 | 249.88 | 9 | 74 | 298.34
MUZ-AP80VG/MSZ-AP80VG Series | MITSUBISHI ELECTRIC | Non Ducted | Single Split System | 7.8 | 9 | ELIGIBLE | 24 | 18 | 562.44 | 28 | 89 | 744.58
MUZ-AP80VGD/MSZ-AP80VGKD | MITSUBISHI ELECTRIC | Non Ducted | Single Split System | 7.8 | 9 | ELIGIBLE | 24 | 18 | 562.44 | 28 | 89 | 744.58
MUZ-AP80VGD/MSZ-AP80VGD | MITSUBISHI ELECTRIC | Non Ducted | Single Split System | 7.8 | 9 | ELIGIBLE | 24 | 18 | 562.44 | 28 | 89 | 744.58
MUZ-AP80VG/MSZ-AP80VGKD | MITSUBISHI ELECTRIC | Non Ducted | Single Split System | 7.8 | 9 | ELIGIBLE | 24 | 18 | 562.44 | 28 | 89 | 744.58
MUZ-AP80VG/MSZ-AP80VGD | MITSUBISHI ELECTRIC | Non Ducted | Single Split System | 7.8 | 9 | ELIGIBLE | 24 | 18 | 562.44 | 28 | 89 | 744.58
MUZ-AP80VGD/MSZ-AP80VGD2 | MITSUBISHI ELECTRIC | Non Ducted | Single Split System | 7.8 | 9 | ELIGIBLE | 24 | 18 | 562.44 | 28 | 89 | 744.58
MUZ-AP80VG/MSZ-AP80VGD2 | MITSUBISHI ELECTRIC | Non Ducted | Single Split System | 7.8 | 9 | ELIGIBLE | 24 | 18 | 562.44 | 28 | 89 | 744.58
MUZ-AP71VG/MSZ-AP71VG Series | MITSUBISHI ELECTRIC | Non Ducted | Single Split System | 7.1 | 8 | ELIGIBLE | 22 | 57 | 568.22 | 25 | 122 | 720.1
MUZ-AP71VG/MSZ-AP71VGD | MITSUBISHI ELECTRIC | Non Ducted | Single Split System | 7.1 | 8 | ELIGIBLE | 22 | 57 | 568.22 | 25 | 122 | 720.1
MUZ-AP71VG/MSZ-AP71VGKD | MITSUBISHI ELECTRIC | Non Ducted | Single Split System | 7.1 | 8 | ELIGIBLE | 22 | 57 | 568.22 | 25 | 122 | 720.1
MUZ-AP71VGD/MSZ-AP71VGD | MITSUBISHI ELECTRIC | Non Ducted | Single Split System | 7.1 | 8 | ELIGIBLE | 22 | 57 | 568.22 | 25 | 122 | 720.1
MUZ-AP71VGD/MSZ-AP71VGKD | MITSUBISHI ELECTRIC | Non Ducted | Single Split System | 7.1 | 8 | ELIGIBLE | 22 | 57 | 568.22 | 25 | 122 | 720.1
MUZ-AP71VG/MSZ-AP71VGD2 | MITSUBISHI ELECTRIC | Non Ducted | Single Split System | 7.1 | 8 | ELIGIBLE | 22 | 57 | 568.22 | 25 | 122 | 720.1
MUZ-AP71VGD/MSZ-AP71VGD2 | MITSUBISHI ELECTRIC | Non Ducted | Single Split System | 7.1 | 8 | ELIGIBLE | 22 | 57 | 568.22 | 25 | 122 | 720.1
MUZ-EF25VGD/MSZ-EF25VGKDW | MITSUBISHI ELECTRIC | Non Ducted | Single Split System | 2.5 | 3.2 | INELIGIBLE | 0 | 0 | 0 | 0 | 0 | 0
MUZ-EF25VGD/MSZ-EF25VGKDB | MITSUBISHI ELECTRIC | Non Ducted | Single Split System | 2.5 | 3.2 | INELIGIBLE | 0 | 0 | 0 | 0 | 0 | 0
MUZ-EF25VGD/MSZ-EF25VGKDS | MITSUBISHI ELECTRIC | Non Ducted | Single Split System | 2.5 | 3.2 | INELIGIBLE | 0 | 0 | 0 | 0 | 0 | 0
MUZ-EF25VGD/MSZ-EF25VGDW | MITSUBISHI ELECTRIC | Non Ducted | Single Split System | 2.5 | 3.2 | INELIGIBLE | 0 | 0 | 0 | 0 | 0 | 0
MUZ-EF25VGD/MSZ-EF25VGDB | MITSUBISHI ELECTRIC | Non Ducted | Single Split System | 2.5 | 3.2 | INELIGIBLE | 0 | 0 | 0 | 0 | 0 | 0
MUZ-EF25VGD/MSZ-EF25VGDS | MITSUBISHI ELECTRIC | Non Ducted | Single Split System | 2.5 | 3.2 | INELIGIBLE | 0 | 0 | 0 | 0 | 0 | 0
MUZ-EF25VGD/MSZ-EF25VGKD(W)(B)(S) | MITSUBISHI ELECTRIC | Non Ducted | Single Split System | 2.5 | 3.2 | INELIGIBLE | 0 | 0 | 0 | 0 | 0 | 0
MUZ-EF35VGD/MSZ-EF35VGKDW | MITSUBISHI ELECTRIC | Non Ducted | Single Split System | 3.5 | 4 | INELIGIBLE | 0 | 0 | 0 | 0 | 0 | 0
MUZ-EF35VGD/MSZ-EF35VGKDB | MITSUBISHI ELECTRIC | Non Ducted | Single Split System | 3.5 | 4 | INELIGIBLE | 0 | 0 | 0 | 0 | 0 | 0
MUZ-EF35VGD/MSZ-EF35VGKDS | MITSUBISHI ELECTRIC | Non Ducted | Single Split System | 3.5 | 4 | INELIGIBLE | 0 | 0 | 0 | 0 | 0 | 0
MUZ-EF35VGD/MSZ-EF35VGDW | MITSUBISHI ELECTRIC | Non Ducted | Single Split System | 3.5 | 4 | INELIGIBLE | 0 | 0 | 0 | 0 | 0 | 0
MUZ-EF35VGD/MSZ-EF35VGDB | MITSUBISHI ELECTRIC | Non Ducted | Single Split System | 3.5 | 4 | INELIGIBLE | 0 | 0 | 0 | 0 | 0 | 0
MUZ-EF35VGD/MSZ-EF35VGDS | MITSUBISHI ELECTRIC | Non Ducted | Single Split System | 3.5 | 4 | INELIGIBLE | 0 | 0 | 0 | 0 | 0 | 0
MUZ-EF35VGD/MSZ-EF35VGKD(W)(B)(S) | MITSUBISHI ELECTRIC | Non Ducted | Single Split System | 3.5 | 4 | INELIGIBLE | 0 | 0 | 0 | 0 | 0 | 0
MUZ-EF42VGD/MSZ-EF42VGKDW | MITSUBISHI ELECTRIC | Non Ducted | Single Split System | 4.2 | 5.4 | INELIGIBLE | 0 | 0 | 0 | 0 | 0 | 0
MUZ-EF42VGD/MSZ-EF42VGKDB | MITSUBISHI ELECTRIC | Non Ducted | Single Split System | 4.2 | 5.4 | INELIGIBLE | 0 | 0 | 0 | 0 | 0 | 0
MUZ-EF42VGD/MSZ-EF42VGKDS | MITSUBISHI ELECTRIC | Non Ducted | Single Split System | 4.2 | 5.4 | INELIGIBLE | 0 | 0 | 0 | 0 | 0 | 0
MUZ-EF42VGD/MSZ-EF42VGDW | MITSUBISHI ELECTRIC | Non Ducted | Single Split System | 4.2 | 5.4 | INELIGIBLE | 0 | 0 | 0 | 0 | 0 | 0
MUZ-EF42VGD/MSZ-EF42VGDB | MITSUBISHI ELECTRIC | Non Ducted | Single Split System | 4.2 | 5.4 | INELIGIBLE | 0 | 0 | 0 | 0 | 0 | 0
MUZ-EF42VGD/MSZ-EF42VGDS | MITSUBISHI ELECTRIC | Non Ducted | Single Split System | 4.2 | 5.4 | INELIGIBLE | 0 | 0 | 0 | 0 | 0 | 0
MUZ-EF42VGD/MSZ-EF42VGKD(W)(B)(S) | MITSUBISHI ELECTRIC | Non Ducted | Single Split System | 4.2 | 5.4 | INELIGIBLE | 0 | 0 | 0 | 0 | 0 | 0
MUZ-EF50VGD/MSZ-EF50VGKDW | MITSUBISHI ELECTRIC | Non Ducted | Single Split System | 5 | 5.8 | INELIGIBLE | 0 | 0 | 0 | 0 | 0 | 0
MUZ-EF50VGD/MSZ-EF50VGKDB | MITSUBISHI ELECTRIC | Non Ducted | Single Split System | 5 | 5.8 | INELIGIBLE | 0 | 0 | 0 | 0 | 0 | 0
MUZ-EF50VGD/MSZ-EF50VGKDS | MITSUBISHI ELECTRIC | Non Ducted | Single Split System | 5 | 5.8 | INELIGIBLE | 0 | 0 | 0 | 0 | 0 | 0
MUZ-EF50VGD/MSZ-EF50VGDW | MITSUBISHI ELECTRIC | Non Ducted | Single Split System | 5 | 5.8 | INELIGIBLE | 0 | 0 | 0 | 0 | 0 | 0
MUZ-EF50VGD/MSZ-EF50VGDB | MITSUBISHI ELECTRIC | Non Ducted | Single Split System | 5 | 5.8 | INELIGIBLE | 0 | 0 | 0 | 0 | 0 | 0
MUZ-EF50VGD/MSZ-EF50VGDS | MITSUBISHI ELECTRIC | Non Ducted | Single Split System | 5 | 5.8 | INELIGIBLE | 0 | 0 | 0 | 0 | 0 | 0
MUZ-EF50VGD/MSZ-EF50VGKD(W)(B)(S) | MITSUBISHI ELECTRIC | Non Ducted | Single Split System | 5 | 5.8 | INELIGIBLE | 0 | 0 | 0 | 0 | 0 | 0
PUZ-ZM125VKA-A/PEAD-M125JAA | MITSUBISHI ELECTRIC | Ducted | Single Split System | 12.5 | 14 | ELIGIBLE | 38 | 110 | 996.48 | 45 | 238 | 1320.1
PUZ-ZM125VKA2-A/PEAD-M125JAA | MITSUBISHI ELECTRIC | Ducted | Single Split System | 12.5 | 14 | ELIGIBLE | 38 | 110 | 996.48 | 45 | 238 | 1320.1
PUZ-ZM125VKA-A/PEAD-M125JAAD | MITSUBISHI ELECTRIC | Ducted | Single Split System | 12.5 | 14 | ELIGIBLE | 38 | 110 | 996.48 | 45 | 238 | 1320.1
PUZ-ZM125VKA2-A/PEAD-M125JAAD | MITSUBISHI ELECTRIC | Ducted | Single Split System | 12.5 | 14 | ELIGIBLE | 38 | 110 | 996.48 | 45 | 238 | 1320.1
PUZ-ZM125VKA(2)-A/PEAD-M125JAA(D) Series | MITSUBISHI ELECTRIC | Ducted | Single Split System | 12.5 | 14 | ELIGIBLE | 38 | 110 | 996.48 | 45 | 238 | 1320.1
PUZ-ZM140VKA-A/PEAD-M140JAAD | MITSUBISHI ELECTRIC | Ducted | Single Split System | 14 | 16 | INELIGIBLE | 0 | 0 | 0 | 0 | 0 | 0
PUZ-ZM140VKA2-A/PEAD-M140JAAD | MITSUBISHI ELECTRIC | Ducted | Single Split System | 14 | 16 | INELIGIBLE | 0 | 0 | 0 | 0 | 0 | 0
PUZ-ZM140VKA(2)-A/PEAD-M140JAA(D) Series | MITSUBISHI ELECTRIC | Ducted | Single Split System | 14 | 16 | INELIGIBLE | 0 | 0 | 0 | 0 | 0 | 0
PUZ-ZM140VKA-A/PEAD-M140JAA | MITSUBISHI ELECTRIC | Ducted | Single Split System | 14 | 16 | INELIGIBLE | 0 | 0 | 0 | 0 | 0 | 0
PUZ-ZM140VKA2-A/PEAD-M140JAA | MITSUBISHI ELECTRIC | Ducted | Single Split System | 14 | 16 | INELIGIBLE | 0 | 0 | 0 | 0 | 0 | 0
PUZ-ZM100VKA-A/PEAD-M100JAA | MITSUBISHI ELECTRIC | Ducted | Single Split System | 10 | 11.2 | INELIGIBLE | 0 | 0 | 0 | 0 | 0 | 0
PUZ-ZM100VKA2-A/PEAD-M100JAA | MITSUBISHI ELECTRIC | Ducted | Single Split System | 10 | 11.2 | INELIGIBLE | 0 | 0 | 0 | 0 | 0 | 0
PUZ-ZM100VKA2-A/PEAD-M100JAAD | MITSUBISHI ELECTRIC | Ducted | Single Split System | 10 | 11.2 | INELIGIBLE | 0 | 0 | 0 | 0 | 0 | 0
PUZ-ZM100VKA-A/PEAD-M100JAAD | MITSUBISHI ELECTRIC | Ducted | Single Split System | 10 | 11.2 | INELIGIBLE | 0 | 0 | 0 | 0 | 0 | 0
PUZ-ZM100VKA-A/PEAD-M100JAA Series | MITSUBISHI ELECTRIC | Ducted | Single Split System | 10 | 11.2 | INELIGIBLE | 0 | 0 | 0 | 0 | 0 | 0
SUZ-M71VAD-A/PEAD-M71JAA | MITSUBISHI ELECTRIC | Ducted | Single Split System | 7.1 | 8 | ELIGIBLE | 22 | 92 | 613.72 | 26 | 164 | 797.16
SUZ-M71VAD-A/PEAD-M71JAAD | MITSUBISHI ELECTRIC | Ducted | Single Split System | 7.1 | 8 | ELIGIBLE | 22 | 92 | 613.72 | 26 | 164 | 797.16
SUZ-M71VAD-A/PEAD-M71JAA Series | MITSUBISHI ELECTRIC | Ducted | Single Split System | 7.1 | 8 | ELIGIBLE | 22 | 92 | 613.72 | 26 | 164 | 797.16
MUFZ-KW25VG2/MFZ-KW25VGK | MITSUBISHI ELECTRIC | Non Ducted | Single Split System | 2.5 | 3.4 | INELIGIBLE | 0 | 0 | 0 | 0 | 0 | 0
MUFZ-KW35VG2/MFZ-KW35VGK | MITSUBISHI ELECTRIC | Non Ducted | Single Split System | 3.5 | 4.3 | INELIGIBLE | 0 | 0 | 0 | 0 | 0 | 0
MUFZ-KW42VG2/MFZ-KW42VGK | MITSUBISHI ELECTRIC | Non Ducted | Single Split System | 4.2 | 5.4 | INELIGIBLE | 0 | 0 | 0 | 0 | 0 | 0
MUFZ-KW50VGHZ2/MFZ-KW50VGK | MITSUBISHI ELECTRIC | Non Ducted | Single Split System | 5 | 5.8 | INELIGIBLE | 0 | 0 | 0 | 0 | 0 | 0
MUFZ-KW50VG2/MFZ-KW50VGK | MITSUBISHI ELECTRIC | Non Ducted | Single Split System | 5 | 5.8 | INELIGIBLE | 0 | 0 | 0 | 0 | 0 | 0
MUFZ-KW50VG2/MFZ-KW50VGK Series | MITSUBISHI ELECTRIC | Non Ducted | Single Split System | 5 | 5.8 | INELIGIBLE | 0 | 0 | 0 | 0 | 0 | 0
MUFZ-KW60VG2/MFZ-KW60VGK | MITSUBISHI ELECTRIC | Non Ducted | Single Split System | 6.1 | 6.5 | INELIGIBLE | 0 | 0 | 0 | 0 | 0 | 0
MUFZ-KW60VGHZ2/MFZ-KW60VGK | MITSUBISHI ELECTRIC | Non Ducted | Single Split System | 6.1 | 6.5 | INELIGIBLE | 0 | 0 | 0 | 0 | 0 | 0
MUFZ-KW60VG2/MFZ-KW60VGK Series | MITSUBISHI ELECTRIC | Non Ducted | Single Split System | 6.1 | 6.5 | INELIGIBLE | 0 | 0 | 0 | 0 | 0 | 0
SUZ-M60VAD-A/PEAD-M60JAA | MITSUBISHI ELECTRIC | Ducted | Single Split System | 6 | 7 | ELIGIBLE | 20 | 63 | 531.1 | 23 | 125 | 679.08
SUZ-M60VAD-A/PEAD-M60JAAD | MITSUBISHI ELECTRIC | Ducted | Single Split System | 6 | 7 | ELIGIBLE | 20 | 63 | 531.1 | 23 | 125 | 679.08
SUZ-M60VAD-A/PEAD-M60JAA Series | MITSUBISHI ELECTRIC | Ducted | Single Split System | 6 | 7 | ELIGIBLE | 20 | 63 | 531.1 | 23 | 125 | 679.08
SUZ-M71VAD-A/SEZ-M71DA Series | MITSUBISHI ELECTRIC | Ducted | Single Split System | 7.1 | 8 | ELIGIBLE | 21 | 44 | 528.86 | 25 | 117 | 713.6
MUZ-LN25VG2/MSZ-LN25VG2V | MITSUBISHI ELECTRIC | Non Ducted | Single Split System | 2.5 | 3.2 | ELIGIBLE | 8 | 57 | 253.78 | 9 | 77 | 302.24
MUZ-LN25VG2/MSZ-LN25VG2 Series | MITSUBISHI ELECTRIC | Non Ducted | Single Split System | 2.5 | 3.2 | ELIGIBLE | 8 | 57 | 253.78 | 9 | 77 | 302.24
MUZ-LN25VG2/MSZ-LN25VG2B | MITSUBISHI ELECTRIC | Non Ducted | Single Split System | 2.5 | 3.2 | ELIGIBLE | 8 | 57 | 253.78 | 9 | 77 | 302.24
MUZ-LN25VG2/MSZ-LN25VG2R | MITSUBISHI ELECTRIC | Non Ducted | Single Split System | 2.5 | 3.2 | ELIGIBLE | 8 | 57 | 253.78 | 9 | 77 | 302.24
MUZ-LN35VG2/MSZ-LN35VG2R | MITSUBISHI ELECTRIC | Non Ducted | Single Split System | 3.5 | 4 | ELIGIBLE | 10 | 40 | 276.6 | 12 | 68 | 357.92
MUZ-LN35VG2/MSZ-LN35VG2B | MITSUBISHI ELECTRIC | Non Ducted | Single Split System | 3.5 | 4 | ELIGIBLE | 10 | 40 | 276.6 | 12 | 68 | 357.92
MUZ-LN35VG2/MSZ-LN35VG2V | MITSUBISHI ELECTRIC | Non Ducted | Single Split System | 3.5 | 4 | ELIGIBLE | 10 | 40 | 276.6 | 12 | 68 | 357.92
MUZ-LN35VG2/MSZ-LN35VG2 Series | MITSUBISHI ELECTRIC | Non Ducted | Single Split System | 3.5 | 4 | ELIGIBLE | 10 | 40 | 276.6 | 12 | 68 | 357.92
MUZ-AP20VG/MSZ-AP20VGD | MITSUBISHI ELECTRIC | Non Ducted | Single Split System | 2 | 2.5 | INELIGIBLE | 0 | 0 | 0 | 0 | 0 | 0
MUZ-AP20VGD/MSZ-AP20VGD | MITSUBISHI ELECTRIC | Non Ducted | Single Split System | 2 | 2.5 | INELIGIBLE | 0 | 0 | 0 | 0 | 0 | 0
MUZ-AP20VG*/MSZ-AP20VGD Series | MITSUBISHI ELECTRIC | Non Ducted | Single Split System | 2 | 2.5 | INELIGIBLE | 0 | 0 | 0 | 0 | 0 | 0
PUZ-M125VKA-A/PLA-M125EA-A | MITSUBISHI ELECTRIC | Non Ducted | Single Split System | 12 | 14 | INELIGIBLE | 0 | 0 | 0 | 0 | 0 | 0
PUZ-M125VKA-A/PLA-M125EA2-A | MITSUBISHI ELECTRIC | Non Ducted | Single Split System | 12 | 14 | INELIGIBLE | 0 | 0 | 0 | 0 | 0 | 0
PUZ-M125VKA-A/PLA-M125EA-A Series | MITSUBISHI ELECTRIC | Non Ducted | Single Split System | 12 | 14 | INELIGIBLE | 0 | 0 | 0 | 0 | 0 | 0
PUZ-M100VKA-A/PLA-M100EA-A | MITSUBISHI ELECTRIC | Non Ducted | Single Split System | 10 | 11.2 | ELIGIBLE | 30 | 102 | 806.4 | 36 | 205 | 1075.06
PUZ-M100VKA-A/PLA-M100EA2-A | MITSUBISHI ELECTRIC | Non Ducted | Single Split System | 10 | 11.2 | ELIGIBLE | 30 | 102 | 806.4 | 36 | 205 | 1075.06
PUZ-M100VKA-A/PLA-M100EA-A Series | MITSUBISHI ELECTRIC | Non Ducted | Single Split System | 10 | 11.2 | ELIGIBLE | 30 | 102 | 806.4 | 36 | 205 | 1075.06
PUZ-M125VKA-A/PCA-M125KA | MITSUBISHI ELECTRIC | Non Ducted | Single Split System | 11.5 | 14 | INELIGIBLE | 0 | 0 | 0 | 0 | 0 | 0
PUZ-M125VKA-A/PCA-M125KA2 | MITSUBISHI ELECTRIC | Non Ducted | Single Split System | 11.5 | 14 | INELIGIBLE | 0 | 0 | 0 | 0 | 0 | 0
PUZ-M125VKA-A/PCA-M125KA Series | MITSUBISHI ELECTRIC | Non Ducted | Single Split System | 11.5 | 14 | INELIGIBLE | 0 | 0 | 0 | 0 | 0 | 0
PUZ-M100VKA-A/PCA-M100KA | MITSUBISHI ELECTRIC | Non Ducted | Single Split System | 10 | 11.2 | INELIGIBLE | 0 | 0 | 0 | 0 | 0 | 0
PUZ-M100VKA-A/PCA-M100KA2 | MITSUBISHI ELECTRIC | Non Ducted | Single Split System | 10 | 11.2 | INELIGIBLE | 0 | 0 | 0 | 0 | 0 | 0
PUZ-M100VKA-A/PCA-M100KA Series | MITSUBISHI ELECTRIC | Non Ducted | Single Split System | 10 | 11.2 | INELIGIBLE | 0 | 0 | 0 | 0 | 0 | 0
PUZ-M140VKA-A/PEA-M140HAA | MITSUBISHI ELECTRIC | Ducted | Single Split System | 14 | 16 | INELIGIBLE | 0 | 0 | 0 | 0 | 0 | 0
PUZ-M125VKA-A/PEA-M125HAA | MITSUBISHI ELECTRIC | Ducted | Single Split System | 12 | 14 | INELIGIBLE | 0 | 0 | 0 | 0 | 0 | 0
PUZ-M100VKA-A/PEA-M100HAA | MITSUBISHI ELECTRIC | Ducted | Single Split System | 10 | 12.5 | INELIGIBLE | 0 | 0 | 0 | 0 | 0 | 0
PUZ-ZM100VKA-A/PEA-M100GAA | MITSUBISHI ELECTRIC | Ducted | Single Split System | 10 | 11.2 | ELIGIBLE | 32 | 247 | 1039.82 | 37 | 350 | 1286.02
PUZ-ZM100VKA2-A/PEA-M100GAA | MITSUBISHI ELECTRIC | Ducted | Single Split System | 10 | 11.2 | ELIGIBLE | 32 | 247 | 1039.82 | 37 | 350 | 1286.02
PUZ-ZM100VKA-A/PEA-M100GAA Series | MITSUBISHI ELECTRIC | Ducted | Single Split System | 10 | 11.2 | ELIGIBLE | 32 | 247 | 1039.82 | 37 | 350 | 1286.02
PUZ-ZM125VKA-A/PEA-M125GAA | MITSUBISHI ELECTRIC | Ducted | Single Split System | 12.5 | 14 | ELIGIBLE | 38 | 151 | 1049.78 | 45 | 280 | 1374.7
PUZ-ZM125VKA2-A/PEA-M125GAA | MITSUBISHI ELECTRIC | Ducted | Single Split System | 12.5 | 14 | ELIGIBLE | 38 | 151 | 1049.78 | 45 | 280 | 1374.7
PUZ-ZM125VKA2-A/PEA-M125GAA Series | MITSUBISHI ELECTRIC | Ducted | Single Split System | 12.5 | 14 | ELIGIBLE | 38 | 151 | 1049.78 | 45 | 280 | 1374.7
PUZ-ZM140VKA2-A/PEA-M140GAA | MITSUBISHI ELECTRIC | Ducted | Single Split System | 14 | 16 | ELIGIBLE | 44 | 123 | 1148.14 | 51 | 266 | 1491.26
PUZ-ZM140VKA-A/PEA-M140GAA | MITSUBISHI ELECTRIC | Ducted | Single Split System | 14 | 16 | ELIGIBLE | 0 | 0 | 0 | 0 | 0 | 0
PUZ-ZM100YKA3-A/PEA-M100GAA | MITSUBISHI ELECTRIC | Ducted | Single Split System | 10 | 11.2 | ELIGIBLE | 32 | 247 | 1039.82 | 37 | 350 | 1286.02
PUZ-ZM100YKA2-A/PEA-M100GAA | MITSUBISHI ELECTRIC | Ducted | Single Split System | 10 | 11.2 | ELIGIBLE | 32 | 247 | 1039.82 | 37 | 350 | 1286.02
PUZ-ZM100YKA3-A/PEA-M100GAA Series | MITSUBISHI ELECTRIC | Ducted | Single Split System | 10 | 11.2 | ELIGIBLE | 32 | 247 | 1039.82 | 37 | 350 | 1286.02
PUZ-ZM125YKA-A/PEA-M125GAA | MITSUBISHI ELECTRIC | Ducted | Single Split System | 12.5 | 14 | INELIGIBLE | 0 | 0 | 0 | 0 | 0 | 0
PUZ-ZM125YKA2-A/PEA-M125GAA | MITSUBISHI ELECTRIC | Ducted | Single Split System | 12.5 | 14 | INELIGIBLE | 0 | 0 | 0 | 0 | 0 | 0
PUZ-ZM125YKA2-A/PEA-M125GAA Series | MITSUBISHI ELECTRIC | Ducted | Single Split System | 12.5 | 14 | INELIGIBLE | 0 | 0 | 0 | 0 | 0 | 0
PUZ-ZM140YKA-A/PEA-M140GAA | MITSUBISHI ELECTRIC | Ducted | Single Split System | 14 | 16 | ELIGIBLE | 43 | 123 | 1125.68 | 51 | 266 | 1491.26
PUZ-ZM140YKA2-A/PEA-M140GAA | MITSUBISHI ELECTRIC | Ducted | Single Split System | 14 | 16 | ELIGIBLE | 43 | 123 | 1125.68 | 51 | 266 | 1491.26
PUZ-ZM140YKA2-A/PEA-M140GAA Series | MITSUBISHI ELECTRIC | Ducted | Single Split System | 14 | 16 | ELIGIBLE | 43 | 123 | 1125.68 | 51 | 266 | 1491.26
PUZ-ZM100YKA3-A / PEA-M100HAA | MITSUBISHI ELECTRIC | Ducted | Single Split System | 10 | 11.2 | ELIGIBLE | 32 | 170 | 939.72 | 38 | 273 | 1208.38
PUZ-ZM100YKA2-A / PEA-M100HAA | MITSUBISHI ELECTRIC | Ducted | Single Split System | 10 | 11.2 | ELIGIBLE | 32 | 170 | 939.72 | 38 | 273 | 1208.38
PUZ-ZM100YKA3-A / PEA-M100HAA Series | MITSUBISHI ELECTRIC | Ducted | Single Split System | 10 | 11.2 | ELIGIBLE | 32 | 170 | 939.72 | 38 | 273 | 1208.38
PUZ-ZM125VKA-A/PEA-M125HAA | MITSUBISHI ELECTRIC | Ducted | Single Split System | 12.5 | 14 | ELIGIBLE | 39 | 157 | 1080.04 | 46 | 285 | 1403.66
PUZ-ZM125VKA2-A/PEA-M125HAA | MITSUBISHI ELECTRIC | Ducted | Single Split System | 12.5 | 14 | ELIGIBLE | 39 | 157 | 1080.04 | 46 | 285 | 1403.66
PUZ-ZM125VKA2-A/PEA-M125HAA Series | MITSUBISHI ELECTRIC | Ducted | Single Split System | 12.5 | 14 | ELIGIBLE | 39 | 157 | 1080.04 | 46 | 285 | 1403.66
PUZ-ZM140VKA2-A/PEA-M140HAA | MITSUBISHI ELECTRIC | Ducted | Single Split System | 14 | 16 | ELIGIBLE | 44 | 96 | 1113.04 | 52 | 240 | 1479.92
PUZ-ZM140VKA-A/PEA-M140HAA | MITSUBISHI ELECTRIC | Ducted | Single Split System | 14 | 16 | ELIGIBLE | 0 | 0 | 0 | 0 | 0 | 0
PUZ-ZM140VKA2-A/PEA-M140HAA Series | MITSUBISHI ELECTRIC | Ducted | Single Split System | 14 | 16 | ELIGIBLE | 44 | 96 | 1113.04 | 52 | 240 | 1479.92
PUZ-ZM100VKA-A/PEA-M100HAA | MITSUBISHI ELECTRIC | Ducted | Single Split System | 10 | 11.2 | ELIGIBLE | 33 | 170 | 962.18 | 38 | 273 | 1208.38
PUZ-ZM100VKA2-A/PEA-M100HAA | MITSUBISHI ELECTRIC | Ducted | Single Split System | 10 | 11.2 | ELIGIBLE | 33 | 170 | 962.18 | 38 | 273 | 1208.38
PUZ-ZM100VKA2-A/PEA-M100HAA Series | MITSUBISHI ELECTRIC | Ducted | Single Split System | 10 | 11.2 | ELIGIBLE | 33 | 170 | 962.18 | 38 | 273 | 1208.38
PUZ-ZM125YKA-A/PEA-M125HAA | MITSUBISHI ELECTRIC | Ducted | Single Split System | 12.5 | 14 | ELIGIBLE | 39 | 157 | 1080.04 | 46 | 285 | 1403.66
PUZ-ZM125YKA2-A/PEA-M125HAA | MITSUBISHI ELECTRIC | Ducted | Single Split System | 12.5 | 14 | ELIGIBLE | 39 | 157 | 1080.04 | 46 | 285 | 1403.66
PUZ-ZM125YKA2-A/PEA-M125HAA Series | MITSUBISHI ELECTRIC | Ducted | Single Split System | 12.5 | 14 | ELIGIBLE | 39 | 157 | 1080.04 | 46 | 285 | 1403.66
PUZ-ZM140YKA-A/PEA-M140HAA | MITSUBISHI ELECTRIC | Ducted | Single Split System | 14 | 16 | ELIGIBLE | 44 | 96 | 1113.04 | 52 | 240 | 1479.92
PUZ-ZM140YKA2-A/PEA-M140HAA | MITSUBISHI ELECTRIC | Ducted | Single Split System | 14 | 16 | ELIGIBLE | 44 | 96 | 1113.04 | 52 | 240 | 1479.92
PUZ-ZM140YKA2-A/PEA-M140HAA Series | MITSUBISHI ELECTRIC | Ducted | Single Split System | 14 | 16 | ELIGIBLE | 44 | 96 | 1113.04 | 52 | 240 | 1479.92
MUZ-GS25VFD2 / MSZ-GS25VFD2 | MITSUBISHI ELECTRIC | Non Ducted | Single Split System | 2.5 | 3.1 | INELIGIBLE | 0 | 0 | 0 | 0 | 0 | 0
MUZ-GS25VFD2 / MSZ-GS25VFD | MITSUBISHI ELECTRIC | Non Ducted | Single Split System | 2.5 | 3.1 | INELIGIBLE | 0 | 0 | 0 | 0 | 0 | 0
MUZ-GS25VFD / MSZ-GS25VFD2 | MITSUBISHI ELECTRIC | Non Ducted | Single Split System | 2.5 | 3.1 | INELIGIBLE | 0 | 0 | 0 | 0 | 0 | 0
MUZ-GS50VFD2 / MSZ-GS50VFD2 | MITSUBISHI ELECTRIC | Non Ducted | Single Split System | 5 | 5.5 | ELIGIBLE | 16 | 104 | 494.56 | 18 | 150 | 599.28
MUZ-GS50VFD2 / MSZ-GS50VFD | MITSUBISHI ELECTRIC | Non Ducted | Single Split System | 5 | 5.5 | ELIGIBLE | 16 | 104 | 494.56 | 18 | 150 | 599.28
MUZ-GS50VFD / MSZ-GS50VFD2 | MITSUBISHI ELECTRIC | Non Ducted | Single Split System | 5 | 5.5 | ELIGIBLE | 16 | 104 | 494.56 | 18 | 150 | 599.28
MUZ-GS50VFD2 / MSZ-GS50VFD2 Series | MITSUBISHI ELECTRIC | Non Ducted | Single Split System | 5 | 5.5 | ELIGIBLE | 16 | 104 | 494.56 | 18 | 150 | 599.28
MUZ-GS60VFD2 / MSZ-GS60VFD2 | MITSUBISHI ELECTRIC | Non Ducted | Single Split System | 6 | 6.6 | ELIGIBLE | 18 | 78 | 505.68 | 21 | 132 | 643.26
MUZ-GS60VFD2 / MSZ-GS60VFD | MITSUBISHI ELECTRIC | Non Ducted | Single Split System | 6 | 6.6 | ELIGIBLE | 18 | 78 | 505.68 | 21 | 132 | 643.26
MUZ-GS60VFD / MSZ-GS60VFD2 | MITSUBISHI ELECTRIC | Non Ducted | Single Split System | 6 | 6.6 | ELIGIBLE | 18 | 78 | 505.68 | 21 | 132 | 643.26
MUZ-GS60VFD2 / MSZ-GS60VFD2 Series | MITSUBISHI ELECTRIC | Non Ducted | Single Split System | 6 | 6.6 | ELIGIBLE | 18 | 78 | 505.68 | 21 | 132 | 643.26
MUZ-GS80VFD2 / MSZ-GS80VFD2 | MITSUBISHI ELECTRIC | Non Ducted | Single Split System | 7.9 | 9.1 | ELIGIBLE | 25 | 27 | 596.6 | 29 | 99 | 780.04
MUZ-GS80VFD2 / MSZ-GS80VFD | MITSUBISHI ELECTRIC | Non Ducted | Single Split System | 7.9 | 9.1 | ELIGIBLE | 25 | 27 | 596.6 | 29 | 99 | 780.04
MUZ-GS80VFD / MSZ-GS80VFD2 | MITSUBISHI ELECTRIC | Non Ducted | Single Split System | 7.9 | 9.1 | ELIGIBLE | 25 | 27 | 596.6 | 29 | 99 | 780.04
MUZ-GS80VFD2 / MSZ-GS80VFD2 Series | MITSUBISHI ELECTRIC | Non Ducted | Single Split System | 7.9 | 9.1 | ELIGIBLE | 25 | 27 | 596.6 | 29 | 99 | 780.04
PUZ-ZM71VHA2-A/PCA-M71KA | MITSUBISHI ELECTRIC | Non Ducted | Single Split System | 7.1 | 8 | INELIGIBLE | 0 | 0 | 0 | 0 | 0 | 0
PUZ-ZM71VHA2-A/PCA-M71KA2 | MITSUBISHI ELECTRIC | Non Ducted | Single Split System | 7.1 | 8 | INELIGIBLE | 0 | 0 | 0 | 0 | 0 | 0
PUZ-ZM71VHA-A/PCA-M71KA2 | MITSUBISHI ELECTRIC | Non Ducted | Single Split System | 7.1 | 8 | INELIGIBLE | 0 | 0 | 0 | 0 | 0 | 0
PUZ-ZM71VHA*-A/PCA-M71KA* Series | MITSUBISHI ELECTRIC | Non Ducted | Single Split System | 7.1 | 8 | INELIGIBLE | 0 | 0 | 0 | 0 | 0 | 0
PUZ-ZM71VHA-A/PCA-M71KA | MITSUBISHI ELECTRIC | Non Ducted | Single Split System | 7.1 | 8 | INELIGIBLE | 0 | 0 | 0 | 0 | 0 | 0
PUZ-ZM71VHA2-A/PCA-M71KA3 | MITSUBISHI ELECTRIC | Non Ducted | Single Split System | 7.1 | 8 | INELIGIBLE | 0 | 0 | 0 | 0 | 0 | 0
PUZ-ZM71VHA-A/PCA-M71KA3 | MITSUBISHI ELECTRIC | Non Ducted | Single Split System | 7.1 | 8 | INELIGIBLE | 0 | 0 | 0 | 0 | 0 | 0
PUZ-ZM71VHA-A/PCA-M71HA | MITSUBISHI ELECTRIC | Non Ducted | Single Split System | 7.1 | 7.6 | INELIGIBLE | 0 | 0 | 0 | 0 | 0 | 0
PUZ-ZM71VHA2-A/PCA-M71HA2 | MITSUBISHI ELECTRIC | Non Ducted | Single Split System | 7.1 | 7.6 | INELIGIBLE | 0 | 0 | 0 | 0 | 0 | 0
PUZ-ZM71VHA-A/PCA-M71HA2 | MITSUBISHI ELECTRIC | Non Ducted | Single Split System | 7.1 | 7.6 | INELIGIBLE | 0 | 0 | 0 | 0 | 0 | 0
PUZ-ZM71VHA2-A/PCA-M71HA | MITSUBISHI ELECTRIC | Non Ducted | Single Split System | 7.1 | 7.6 | INELIGIBLE | 0 | 0 | 0 | 0 | 0 | 0
PUZ-ZM71VHA*-A/PCA-M71HA* Series | MITSUBISHI ELECTRIC | Non Ducted | Single Split System | 7.1 | 7.6 | INELIGIBLE | 0 | 0 | 0 | 0 | 0 | 0
PUZ-ZM71VHA2-A/PCA-M71HA3 | MITSUBISHI ELECTRIC | Non Ducted | Single Split System | 7.1 | 7.6 | INELIGIBLE | 0 | 0 | 0 | 0 | 0 | 0
PUZ-ZM71VHA-A/PCA-M71HA3 | MITSUBISHI ELECTRIC | Non Ducted | Single Split System | 7.1 | 7.6 | INELIGIBLE | 0 | 0 | 0 | 0 | 0 | 0
PUZ-ZM100YKA3-A/PKA-M100KA2 | MITSUBISHI ELECTRIC | Non Ducted | Single Split System | 10 | 11.2 | INELIGIBLE | 0 | 0 | 0 | 0 | 0 | 0
PUZ-ZM100YKA3-A/PKA-M100KAL2 | MITSUBISHI ELECTRIC | Non Ducted | Single Split System | 10 | 11.2 | INELIGIBLE | 0 | 0 | 0 | 0 | 0 | 0
PUZ-ZM100YKA3-A/PKA-M100KA | MITSUBISHI ELECTRIC | Non Ducted | Single Split System | 10 | 11.2 | INELIGIBLE | 0 | 0 | 0 | 0 | 0 | 0
PUZ-ZM100YKA3-A/PKA-M100KAL | MITSUBISHI ELECTRIC | Non Ducted | Single Split System | 10 | 11.2 | INELIGIBLE | 0 | 0 | 0 | 0 | 0 | 0
PUZ-ZM100YKA2-A/PKA-M100KA2 | MITSUBISHI ELECTRIC | Non Ducted | Single Split System | 10 | 11.2 | INELIGIBLE | 0 | 0 | 0 | 0 | 0 | 0
PUZ-ZM100YKA2-A/PKA-M100KAL2 | MITSUBISHI ELECTRIC | Non Ducted | Single Split System | 10 | 11.2 | INELIGIBLE | 0 | 0 | 0 | 0 | 0 | 0
PUZ-ZM100YKA2-A/PKA-M100KA | MITSUBISHI ELECTRIC | Non Ducted | Single Split System | 10 | 11.2 | INELIGIBLE | 0 | 0 | 0 | 0 | 0 | 0
PUZ-ZM100YKA2-A/PKA-M100KAL | MITSUBISHI ELECTRIC | Non Ducted | Single Split System | 10 | 11.2 | INELIGIBLE | 0 | 0 | 0 | 0 | 0 | 0
PUZ-ZM100YKA3-A/PKA-M100KA2 Series | MITSUBISHI ELECTRIC | Non Ducted | Single Split System | 10 | 11.2 | INELIGIBLE | 0 | 0 | 0 | 0 | 0 | 0
PUZ-ZM100YKA3-A/PKA-M100KAL3 | MITSUBISHI ELECTRIC | Non Ducted | Single Split System | 10 | 11.2 | INELIGIBLE | 0 | 0 | 0 | 0 | 0 | 0
PUZ-ZM100YKA3-A/PKA-M100KA3 | MITSUBISHI ELECTRIC | Non Ducted | Single Split System | 10 | 11.2 | INELIGIBLE | 0 | 0 | 0 | 0 | 0 | 0
PUZ-ZM125YKA-A/PCA-M125KA Series | MITSUBISHI ELECTRIC | Non Ducted | Single Split System | 12.5 | 14 | INELIGIBLE | 0 | 0 | 0 | 0 | 0 | 0
PUZ-ZM125YKA2-A/PCA-M125KA3 | MITSUBISHI ELECTRIC | Non Ducted | Single Split System | 12.5 | 14 | INELIGIBLE | 0 | 0 | 0 | 0 | 0 | 0
PUZ-ZM125YKA-A/PCA-M125KA3 | MITSUBISHI ELECTRIC | Non Ducted | Single Split System | 12.5 | 14 | INELIGIBLE | 0 | 0 | 0 | 0 | 0 | 0
PUZ-ZM125YKA-A/PCA-M125KA2 | MITSUBISHI ELECTRIC | Non Ducted | Single Split System | 12.5 | 14 | INELIGIBLE | 0 | 0 | 0 | 0 | 0 | 0
PUZ-ZM125YKA2-A/PCA-M125KA | MITSUBISHI ELECTRIC | Non Ducted | Single Split System | 12.5 | 14 | INELIGIBLE | 0 | 0 | 0 | 0 | 0 | 0
PUZ-ZM125YKA2-A/PCA-M125KA2 | MITSUBISHI ELECTRIC | Non Ducted | Single Split System | 12.5 | 14 | INELIGIBLE | 0 | 0 | 0 | 0 | 0 | 0
PUZ-ZM125YKA-A/PCA-M125KA | MITSUBISHI ELECTRIC | Non Ducted | Single Split System | 12.5 | 14 | INELIGIBLE | 0 | 0 | 0 | 0 | 0 | 0
PUZ-ZM140VKA2-A/PCA-M140KA3 | MITSUBISHI ELECTRIC | Non Ducted | Single Split System | 13.5 | 16 | INELIGIBLE | 0 | 0 | 0 | 0 | 0 | 0
PUZ-ZM140VKA-A/PCA-M140KA3 | MITSUBISHI ELECTRIC | Non Ducted | Single Split System | 13.5 | 16 | INELIGIBLE | 0 | 0 | 0 | 0 | 0 | 0
PUZ-ZM140VKA-A/PCA-M140KA | MITSUBISHI ELECTRIC | Non Ducted | Single Split System | 13.5 | 16 | INELIGIBLE | 0 | 0 | 0 | 0 | 0 | 0
PUZ-ZM140VKA-A/PCA-M140KA2 | MITSUBISHI ELECTRIC | Non Ducted | Single Split System | 13.5 | 16 | INELIGIBLE | 0 | 0 | 0 | 0 | 0 | 0
PUZ-ZM140VKA2-A/PCA-M140KA | MITSUBISHI ELECTRIC | Non Ducted | Single Split System | 13.5 | 16 | INELIGIBLE | 0 | 0 | 0 | 0 | 0 | 0
PUZ-ZM140VKA2-A/PCA-M140KA2 | MITSUBISHI ELECTRIC | Non Ducted | Single Split System | 13.5 | 16 | INELIGIBLE | 0 | 0 | 0 | 0 | 0 | 0
PUZ-ZM140VKA-A/PCA-M140KA Series | MITSUBISHI ELECTRIC | Non Ducted | Single Split System | 13.5 | 16 | INELIGIBLE | 0 | 0 | 0 | 0 | 0 | 0
PUZ-ZM71VHA2-A/PKA-M71KA3 | MITSUBISHI ELECTRIC | Non Ducted | Single Split System | 7.1 | 8 | INELIGIBLE | 0 | 0 | 0 | 0 | 0 | 0
PUZ-ZM71VHA2-A/PKA-M71KAL3 | MITSUBISHI ELECTRIC | Non Ducted | Single Split System | 7.1 | 8 | INELIGIBLE | 0 | 0 | 0 | 0 | 0 | 0
PUZ-ZM71VHA*-A/PKA-M71KA** Series | MITSUBISHI ELECTRIC | Non Ducted | Single Split System | 7.1 | 8 | INELIGIBLE | 0 | 0 | 0 | 0 | 0 | 0
PUZ-ZM71VHA-A/PKA-M71KA | MITSUBISHI ELECTRIC | Non Ducted | Single Split System | 7.1 | 8 | INELIGIBLE | 0 | 0 | 0 | 0 | 0 | 0
PUZ-ZM71VHA-A/PKA-M71KAL | MITSUBISHI ELECTRIC | Non Ducted | Single Split System | 7.1 | 8 | INELIGIBLE | 0 | 0 | 0 | 0 | 0 | 0
PUZ-ZM71VHA2-A/PKA-M71KA2 | MITSUBISHI ELECTRIC | Non Ducted | Single Split System | 7.1 | 8 | INELIGIBLE | 0 | 0 | 0 | 0 | 0 | 0
PUZ-ZM71VHA2-A/PKA-M71KAL2 | MITSUBISHI ELECTRIC | Non Ducted | Single Split System | 7.1 | 8 | INELIGIBLE | 0 | 0 | 0 | 0 | 0 | 0
PUZ-ZM71VHA-A/PKA-M71KA2 | MITSUBISHI ELECTRIC | Non Ducted | Single Split System | 7.1 | 8 | INELIGIBLE | 0 | 0 | 0 | 0 | 0 | 0
PUZ-ZM71VHA-A/PKA-M71KAL2 | MITSUBISHI ELECTRIC | Non Ducted | Single Split System | 7.1 | 8 | INELIGIBLE | 0 | 0 | 0 | 0 | 0 | 0
PUZ-ZM71VHA2-A/PKA-M71KA | MITSUBISHI ELECTRIC | Non Ducted | Single Split System | 7.1 | 8 | INELIGIBLE | 0 | 0 | 0 | 0 | 0 | 0
PUZ-ZM71VHA2-A/PKA-M71KAL | MITSUBISHI ELECTRIC | Non Ducted | Single Split System | 7.1 | 8 | INELIGIBLE | 0 | 0 | 0 | 0 | 0 | 0
PUZ-ZM100VKA2-A/PCA-M100KA3 | MITSUBISHI ELECTRIC | Non Ducted | Single Split System | 10 | 11.2 | ELIGIBLE | 30 | 200 | 933.8 | 35 | 302 | 1178.7
PUZ-ZM100VKA-A/PCA-M100KA | MITSUBISHI ELECTRIC | Non Ducted | Single Split System | 10 | 11.2 | ELIGIBLE | 30 | 200 | 933.8 | 35 | 302 | 1178.7
PUZ-ZM100VKA-A/PCA-M100KA2 | MITSUBISHI ELECTRIC | Non Ducted | Single Split System | 10 | 11.2 | ELIGIBLE | 30 | 200 | 933.8 | 35 | 302 | 1178.7
PUZ-ZM100VKA2-A/PCA-M100KA | MITSUBISHI ELECTRIC | Non Ducted | Single Split System | 10 | 11.2 | ELIGIBLE | 30 | 200 | 933.8 | 35 | 302 | 1178.7
PUZ-ZM100VKA2-A/PCA-M100KA2 | MITSUBISHI ELECTRIC | Non Ducted | Single Split System | 10 | 11.2 | ELIGIBLE | 30 | 200 | 933.8 | 35 | 302 | 1178.7
PUZ-ZM100VKA-A/PCA-M100KA Series | MITSUBISHI ELECTRIC | Non Ducted | Single Split System | 10 | 11.2 | ELIGIBLE | 30 | 200 | 933.8 | 35 | 302 | 1178.7
PUZ-ZM100YKA3-A/PCA-M100KA | MITSUBISHI ELECTRIC | Non Ducted | Single Split System | 10 | 11.2 | INELIGIBLE | 0 | 0 | 0 | 0 | 0 | 0
PUZ-ZM100YKA2-A/PCA-M100KA2 | MITSUBISHI ELECTRIC | Non Ducted | Single Split System | 10 | 11.2 | INELIGIBLE | 0 | 0 | 0 | 0 | 0 | 0
PUZ-ZM100YKA2-A/PCA-M100KA | MITSUBISHI ELECTRIC | Non Ducted | Single Split System | 10 | 11.2 | INELIGIBLE | 0 | 0 | 0 | 0 | 0 | 0
PUZ-ZM100YKA3-A/PCA-M100KA2 | MITSUBISHI ELECTRIC | Non Ducted | Single Split System | 10 | 11.2 | INELIGIBLE | 0 | 0 | 0 | 0 | 0 | 0
PUZ-ZM100YKA3/PCA-M100KA Series | MITSUBISHI ELECTRIC | Non Ducted | Single Split System | 10 | 11.2 | INELIGIBLE | 0 | 0 | 0 | 0 | 0 | 0
PUZ-ZM100YKA3-A/PCA-M100KA3 | MITSUBISHI ELECTRIC | Non Ducted | Single Split System | 10 | 11.2 | INELIGIBLE | 0 | 0 | 0 | 0 | 0 | 0
PUZ-ZM100YKA2-A/PCA-M100KA3 | MITSUBISHI ELECTRIC | Non Ducted | Single Split System | 10 | 11.2 | INELIGIBLE | 0 | 0 | 0 | 0 | 0 | 0
PUZ-ZM125VKA-A/PCA-M125KA | MITSUBISHI ELECTRIC | Non Ducted | Single Split System | 12.5 | 14 | INELIGIBLE | 0 | 0 | 0 | 0 | 0 | 0
PUZ-ZM125VKA-A/PCA-M125KA2 | MITSUBISHI ELECTRIC | Non Ducted | Single Split System | 12.5 | 14 | INELIGIBLE | 0 | 0 | 0 | 0 | 0 | 0
PUZ-ZM125VKA2-A/PCA-M125KA | MITSUBISHI ELECTRIC | Non Ducted | Single Split System | 12.5 | 14 | INELIGIBLE | 0 | 0 | 0 | 0 | 0 | 0
PUZ-ZM125VKA2-A/PCA-M125KA2 | MITSUBISHI ELECTRIC | Non Ducted | Single Split System | 12.5 | 14 | INELIGIBLE | 0 | 0 | 0 | 0 | 0 | 0
PUZ-ZM125VKA-A/PCA-M125KA Series | MITSUBISHI ELECTRIC | Non Ducted | Single Split System | 12.5 | 14 | INELIGIBLE | 0 | 0 | 0 | 0 | 0 | 0
PUZ-ZM125VKA2-A/PCA-M125KA3 | MITSUBISHI ELECTRIC | Non Ducted | Single Split System | 12.5 | 14 | INELIGIBLE | 0 | 0 | 0 | 0 | 0 | 0
PUZ-ZM125VKA-A/PCA-M125KA3 | MITSUBISHI ELECTRIC | Non Ducted | Single Split System | 12.5 | 14 | INELIGIBLE | 0 | 0 | 0 | 0 | 0 | 0
PUZ-ZM140YKA2-A/PCA-M140KA3 | MITSUBISHI ELECTRIC | Non Ducted | Single Split System | 13.5 | 16 | INELIGIBLE | 0 | 0 | 0 | 0 | 0 | 0
PUZ-ZM140YKA-A/PCA-M140KA | MITSUBISHI ELECTRIC | Non Ducted | Single Split System | 13.5 | 16 | INELIGIBLE | 0 | 0 | 0 | 0 | 0 | 0
PUZ-ZM140YKA-A/PCA-M140KA2 | MITSUBISHI ELECTRIC | Non Ducted | Single Split System | 13.5 | 16 | INELIGIBLE | 0 | 0 | 0 | 0 | 0 | 0
PUZ-ZM140YKA2-A/PCA-M140KA | MITSUBISHI ELECTRIC | Non Ducted | Single Split System | 13.5 | 16 | INELIGIBLE | 0 | 0 | 0 | 0 | 0 | 0
PUZ-ZM140YKA2-A/PCA-M140KA2 | MITSUBISHI ELECTRIC | Non Ducted | Single Split System | 13.5 | 16 | INELIGIBLE | 0 | 0 | 0 | 0 | 0 | 0
PUZ-ZM140YKA-A/PCA-M140KA Series | MITSUBISHI ELECTRIC | Non Ducted | Single Split System | 13.5 | 16 | INELIGIBLE | 0 | 0 | 0 | 0 | 0 | 0
PUZ-ZM140YKA-A/PCA-M140KA3 | MITSUBISHI ELECTRIC | Non Ducted | Single Split System | 13.5 | 16 | INELIGIBLE | 0 | 0 | 0 | 0 | 0 | 0
PUZ-ZM100VKA2-A/PKA-M100KAL3 | MITSUBISHI ELECTRIC | Non Ducted | Single Split System | 10 | 11.2 | INELIGIBLE | 0 | 0 | 0 | 0 | 0 | 0
PUZ-ZM100VKA2-A/PKA-M100KA3 | MITSUBISHI ELECTRIC | Non Ducted | Single Split System | 10 | 11.2 | INELIGIBLE | 0 | 0 | 0 | 0 | 0 | 0
PUZ-ZM100VKA-A/PKA-M100KAL2 | MITSUBISHI ELECTRIC | Non Ducted | Single Split System | 10 | 11.2 | INELIGIBLE | 0 | 0 | 0 | 0 | 0 | 0
PUZ-ZM100VKA-A/PKA-M100KA2 | MITSUBISHI ELECTRIC | Non Ducted | Single Split System | 10 | 11.2 | INELIGIBLE | 0 | 0 | 0 | 0 | 0 | 0
PUZ-ZM100VKA-A/PKA-M100KAL | MITSUBISHI ELECTRIC | Non Ducted | Single Split System | 10 | 11.2 | INELIGIBLE | 0 | 0 | 0 | 0 | 0 | 0
PUZ-ZM100VKA-A/PKA-M100KA | MITSUBISHI ELECTRIC | Non Ducted | Single Split System | 10 | 11.2 | INELIGIBLE | 0 | 0 | 0 | 0 | 0 | 0
PUZ-ZM100VKA-A/PKA-M100KA Series | MITSUBISHI ELECTRIC | Non Ducted | Single Split System | 10 | 11.2 | INELIGIBLE | 0 | 0 | 0 | 0 | 0 | 0
PUZ-ZM100VKA2-A/PKA-M100KAL | MITSUBISHI ELECTRIC | Non Ducted | Single Split System | 10 | 11.2 | INELIGIBLE | 0 | 0 | 0 | 0 | 0 | 0
PUZ-ZM100VKA2-A/PKA-M100KA | MITSUBISHI ELECTRIC | Non Ducted | Single Split System | 10 | 11.2 | INELIGIBLE | 0 | 0 | 0 | 0 | 0 | 0
PUZ-ZM100VKA2-A/PKA-M100KAL2 | MITSUBISHI ELECTRIC | Non Ducted | Single Split System | 10 | 11.2 | INELIGIBLE | 0 | 0 | 0 | 0 | 0 | 0
PUZ-ZM100VKA2-A/PKA-M100KA2 | MITSUBISHI ELECTRIC | Non Ducted | Single Split System | 10 | 11.2 | INELIGIBLE | 0 | 0 | 0 | 0 | 0 | 0
MUZ-GS35VFD2/MSZ-GS35VFD | MITSUBISHI ELECTRIC | Non Ducted | Single Split System | 3.4 | 3.7 | INELIGIBLE | 0 | 0 | 0 | 0 | 0 | 0
MUZ-GS35VFD/MSZ-GS35VFD2 | MITSUBISHI ELECTRIC | Non Ducted | Single Split System | 3.4 | 3.7 | INELIGIBLE | 0 | 0 | 0 | 0 | 0 | 0
MUZ-GS35VFD2/MSZ-GS35VFD2 | MITSUBISHI ELECTRIC | Non Ducted | Single Split System | 3.4 | 3.7 | INELIGIBLE | 0 | 0 | 0 | 0 | 0 | 0
MUZ-GS35VFD2/MSZ-GS35VFD2 Series | MITSUBISHI ELECTRIC | Non Ducted | Single Split System | 3.4 | 3.7 | INELIGIBLE | 0 | 0 | 0 | 0 | 0 | 0
MUZ-GS71VFD2/MSZ-GS71VFD | MITSUBISHI ELECTRIC | Non Ducted | Single Split System | 7.1 | 8 | ELIGIBLE | 22 | -7 | 494.12 | 25 | 57 | 635.6
MUZ-GS71VFD/MSZ-GS71VFD2 | MITSUBISHI ELECTRIC | Non Ducted | Single Split System | 7.1 | 8 | ELIGIBLE | 22 | -7 | 494.12 | 25 | 57 | 635.6
MUZ-GS71VFD2/MSZ-GS71VFD2 | MITSUBISHI ELECTRIC | Non Ducted | Single Split System | 7.1 | 8 | ELIGIBLE | 22 | -7 | 494.12 | 25 | 57 | 635.6
SUZ-M35VAD-A/MLZ-KP35VF | MITSUBISHI ELECTRIC | Non Ducted | Single Split System | 3.5 | 4.1 | INELIGIBLE | 0 | 0 | 0 | 0 | 0 | 0
SUZ-M35VAD-A/MLZ-KP35VG | MITSUBISHI ELECTRIC | Non Ducted | Single Split System | 3.5 | 4.1 | INELIGIBLE | 0 | 0 | 0 | 0 | 0 | 0
SUZ-M35VAD2-A/MLZ-KP35VG | MITSUBISHI ELECTRIC | Non Ducted | Single Split System | 3.5 | 4.1 | INELIGIBLE | 0 | 0 | 0 | 0 | 0 | 0
SUZ-M35VAD2-A/MLZ-KP35V Series | MITSUBISHI ELECTRIC | Non Ducted | Single Split System | 3.5 | 4.1 | INELIGIBLE | 0 | 0 | 0 | 0 | 0 | 0
SUZ-M50VAD-A/MLZ-KP50VF | MITSUBISHI ELECTRIC | Non Ducted | Single Split System | 5 | 6 | INELIGIBLE | 0 | 0 | 0 | 0 | 0 | 0
SUZ-M50VAD-A/MLZ-KP50VG | MITSUBISHI ELECTRIC | Non Ducted | Single Split System | 5 | 6 | INELIGIBLE | 0 | 0 | 0 | 0 | 0 | 0
SUZ-M50VAD2-A/MLZ-KP50VG | MITSUBISHI ELECTRIC | Non Ducted | Single Split System | 5 | 6 | INELIGIBLE | 0 | 0 | 0 | 0 | 0 | 0
SUZ-M50VAD2-A/MLZ-KP50VF | MITSUBISHI ELECTRIC | Non Ducted | Single Split System | 5 | 6 | INELIGIBLE | 0 | 0 | 0 | 0 | 0 | 0
SUZ-M50VAD2-A/MLZ-KP50V Series | MITSUBISHI ELECTRIC | Non Ducted | Single Split System | 5 | 6 | INELIGIBLE | 0 | 0 | 0 | 0 | 0 | 0
SUZ-M50VAD2-A/PEAD-M50JAAD | MITSUBISHI ELECTRIC | Ducted | Single Split System | 5 | 6 | ELIGIBLE | 17 | 83 | 489.72 | 19 | 135 | 602.24
SUZ-M50VAD2-A/PEAD-M50JAA | MITSUBISHI ELECTRIC | Ducted | Single Split System | 5 | 6 | ELIGIBLE | 17 | 83 | 489.72 | 19 | 135 | 602.24
SUZ-M50VAD2-A/PEAD-M50JAA Series | MITSUBISHI ELECTRIC | Ducted | Single Split System | 5 | 6 | ELIGIBLE | 17 | 83 | 489.72 | 19 | 135 | 602.24
SUZ-M50VAD-A/PEAD-M50JAAD | MITSUBISHI ELECTRIC | Ducted | Single Split System | 5 | 6 | ELIGIBLE | 17 | 83 | 489.72 | 19 | 135 | 602.24
SUZ-M50VAD-A/PEAD-M50JAA | MITSUBISHI ELECTRIC | Ducted | Single Split System | 5 | 6 | ELIGIBLE | 17 | 83 | 489.72 | 19 | 135 | 602.24
SUZ-M60VAD2-A/SEZ-M60DAL3 | MITSUBISHI ELECTRIC | Ducted | Single Split System | 6 | 7 | INELIGIBLE | 0 | 0 | 0 | 0 | 0 | 0
SUZ-M60VAD2-A/SEZ-M60DA3 | MITSUBISHI ELECTRIC | Ducted | Single Split System | 6 | 7 | INELIGIBLE | 0 | 0 | 0 | 0 | 0 | 0
SUZ-M60VAD2-A/SEZ-M60DAL | MITSUBISHI ELECTRIC | Ducted | Single Split System | 6 | 7 | INELIGIBLE | 0 | 0 | 0 | 0 | 0 | 0
SUZ-M60VAD2-A/SEZ-M60DA | MITSUBISHI ELECTRIC | Ducted | Single Split System | 6 | 7 | INELIGIBLE | 0 | 0 | 0 | 0 | 0 | 0
SUZ-M60VAD-A/SEZ-M60DAL3 | MITSUBISHI ELECTRIC | Ducted | Single Split System | 6 | 7 | INELIGIBLE | 0 | 0 | 0 | 0 | 0 | 0
SUZ-M60VAD-A/SEZ-M60DA3 | MITSUBISHI ELECTRIC | Ducted | Single Split System | 6 | 7 | INELIGIBLE | 0 | 0 | 0 | 0 | 0 | 0
SUZ-M60VAD2-A/SEZ-M60DA Series | MITSUBISHI ELECTRIC | Ducted | Single Split System | 6 | 7 | INELIGIBLE | 0 | 0 | 0 | 0 | 0 | 0
MUZ-LN60VGHZ/MSZ-LN60VGDR | MITSUBISHI ELECTRIC | Non Ducted | Single Split System | 6.1 | 6.8 | ELIGIBLE | 18 | 57 | 478.38 | 21 | 113 | 618.56
MUZ-LN60VGHZ/MSZ-LN60VGDB | MITSUBISHI ELECTRIC | Non Ducted | Single Split System | 6.1 | 6.8 | ELIGIBLE | 18 | 57 | 478.38 | 21 | 113 | 618.56
MUZ-LN60VGHZ/MSZ-LN60VGDV | MITSUBISHI ELECTRIC | Non Ducted | Single Split System | 6.1 | 6.8 | ELIGIBLE | 18 | 57 | 478.38 | 21 | 113 | 618.56
MUZ-LN60VGHZ/MSZ-LN60VGD Series | MITSUBISHI ELECTRIC | Non Ducted | Single Split System | 6.1 | 6.8 | ELIGIBLE | 18 | 57 | 478.38 | 21 | 113 | 618.56
SUZ-M50VAD-A/SLZ-M50FA-A | MITSUBISHI ELECTRIC | Non Ducted | Single Split System | 5 | 5 | INELIGIBLE | 0 | 0 | 0 | 0 | 0 | 0
SUZ-M50VAD2-A/SLZ-M50FA-A | MITSUBISHI ELECTRIC | Non Ducted | Single Split System | 5 | 5 | INELIGIBLE | 0 | 0 | 0 | 0 | 0 | 0
SUZ-M50VAD2-A/SLZ-M50FA3 | MITSUBISHI ELECTRIC | Non Ducted | Single Split System | 5 | 5 | INELIGIBLE | 0 | 0 | 0 | 0 | 0 | 0
SUZ-M50VAD-A/SLZ-M50FA3 | MITSUBISHI ELECTRIC | Non Ducted | Single Split System | 5 | 5 | INELIGIBLE | 0 | 0 | 0 | 0 | 0 | 0
SUZ-M50VAD2-A/SLZ-M50FA3 Series | MITSUBISHI ELECTRIC | Non Ducted | Single Split System | 5 | 5 | INELIGIBLE | 0 | 0 | 0 | 0 | 0 | 0
SUZ-M35VAD2-A/SLZ-M35FA-A | MITSUBISHI ELECTRIC | Non Ducted | Single Split System | 3.5 | 4 | INELIGIBLE | 0 | 0 | 0 | 0 | 0 | 0
SUZ-M35VAD-A/SLZ-M35FA-A | MITSUBISHI ELECTRIC | Non Ducted | Single Split System | 3.5 | 4 | INELIGIBLE | 0 | 0 | 0 | 0 | 0 | 0
SUZ-M35VAD2-A/SLZ-M35FA3 | MITSUBISHI ELECTRIC | Non Ducted | Single Split System | 3.5 | 4 | INELIGIBLE | 0 | 0 | 0 | 0 | 0 | 0
SUZ-M35VAD-A/SLZ-M35FA3 | MITSUBISHI ELECTRIC | Non Ducted | Single Split System | 3.5 | 4 | INELIGIBLE | 0 | 0 | 0 | 0 | 0 | 0
SUZ-M35VAD2-A/SLZ-M35FA3 Series | MITSUBISHI ELECTRIC | Non Ducted | Single Split System | 3.5 | 4 | INELIGIBLE | 0 | 0 | 0 | 0 | 0 | 0
MUZ-LN35VGHZ2/MSZ-LN35VG2V | MITSUBISHI ELECTRIC | Non Ducted | Single Split System | 3.5 | 4 | ELIGIBLE | 10 | 40 | 276.6 | 12 | 68 | 357.92
MUZ-LN35VGHZ2/MSZ-LN35VG2B | MITSUBISHI ELECTRIC | Non Ducted | Single Split System | 3.5 | 4 | ELIGIBLE | 10 | 40 | 276.6 | 12 | 68 | 357.92
MUZ-LN35VGHZ2/MSZ-LN35VG2R | MITSUBISHI ELECTRIC | Non Ducted | Single Split System | 3.5 | 4 | ELIGIBLE | 10 | 40 | 276.6 | 12 | 68 | 357.92
MUZ-LN35VGHZ2/MSZ-LN35VGD Series | MITSUBISHI ELECTRIC | Non Ducted | Single Split System | 3.5 | 4 | ELIGIBLE | 10 | 40 | 276.6 | 12 | 68 | 357.92
MUZ-LN35VGHZ2/MSZ-LN35VGDV | MITSUBISHI ELECTRIC | Non Ducted | Single Split System | 3.5 | 4 | ELIGIBLE | 10 | 40 | 276.6 | 12 | 68 | 357.92
MUZ-LN35VGHZ2/MSZ-LN35VGDB | MITSUBISHI ELECTRIC | Non Ducted | Single Split System | 3.5 | 4 | ELIGIBLE | 10 | 40 | 276.6 | 12 | 68 | 357.92
MUZ-LN35VGHZ2/MSZ-LN35VGDR | MITSUBISHI ELECTRIC | Non Ducted | Single Split System | 3.5 | 4 | ELIGIBLE | 10 | 40 | 276.6 | 12 | 68 | 357.92
MUZ-LN25VGHZ2/MSZ-LN25VG2R | MITSUBISHI ELECTRIC | Non Ducted | Single Split System | 2.5 | 3.2 | ELIGIBLE | 8 | 57 | 253.78 | 9 | 77 | 302.24
MUZ-LN25VGHZ2/MSZ-LN25VG2B | MITSUBISHI ELECTRIC | Non Ducted | Single Split System | 2.5 | 3.2 | ELIGIBLE | 8 | 57 | 253.78 | 9 | 77 | 302.24
MUZ-LN25VGHZ2/MSZ-LN25VG2V | MITSUBISHI ELECTRIC | Non Ducted | Single Split System | 2.5 | 3.2 | ELIGIBLE | 8 | 57 | 253.78 | 9 | 77 | 302.24
MUZ-LN25VGHZ2/MSZ-LN25VGDR | MITSUBISHI ELECTRIC | Non Ducted | Single Split System | 2.5 | 3.2 | ELIGIBLE | 8 | 57 | 253.78 | 9 | 77 | 302.24
MUZ-LN25VGHZ2/MSZ-LN25VGDB | MITSUBISHI ELECTRIC | Non Ducted | Single Split System | 2.5 | 3.2 | ELIGIBLE | 8 | 57 | 253.78 | 9 | 77 | 302.24
MUZ-LN25VGHZ2/MSZ-LN25VGDV | MITSUBISHI ELECTRIC | Non Ducted | Single Split System | 2.5 | 3.2 | ELIGIBLE | 8 | 57 | 253.78 | 9 | 77 | 302.24
MUZ-LN25VGHZ2/MSZ-LN25VGD Series | MITSUBISHI ELECTRIC | Non Ducted | Single Split System | 2.5 | 3.2 | ELIGIBLE | 8 | 57 | 253.78 | 9 | 77 | 302.24
MUZ-LN50VGHZ2/MSZ-LN50VG3R | MITSUBISHI ELECTRIC | Non Ducted | Single Split System | 5 | 6 | INELIGIBLE | 0 | 0 | 0 | 0 | 0 | 0
MUZ-LN50VGHZ2/MSZ-LN50VGDR | MITSUBISHI ELECTRIC | Non Ducted | Single Split System | 5 | 6 | INELIGIBLE | 0 | 0 | 0 | 0 | 0 | 0
MUZ-LN50VGHZ2/MSZ-LN50VGDB | MITSUBISHI ELECTRIC | Non Ducted | Single Split System | 5 | 6 | INELIGIBLE | 0 | 0 | 0 | 0 | 0 | 0
MUZ-LN50VGHZ2/MSZ-LN50VGDV | MITSUBISHI ELECTRIC | Non Ducted | Single Split System | 5 | 6 | INELIGIBLE | 0 | 0 | 0 | 0 | 0 | 0
MUZ-LN50VGHZ2/MSZ-LN50VG3B | MITSUBISHI ELECTRIC | Non Ducted | Single Split System | 5 | 6 | INELIGIBLE | 0 | 0 | 0 | 0 | 0 | 0
MUZ-LN50VGHZ2/MSZ-LN50VG3V | MITSUBISHI ELECTRIC | Non Ducted | Single Split System | 5 | 6 | INELIGIBLE | 0 | 0 | 0 | 0 | 0 | 0
MUZ-LN50VGHZ2/MSZ-LN50VGD Series | MITSUBISHI ELECTRIC | Non Ducted | Single Split System | 5 | 6 | INELIGIBLE | 0 | 0 | 0 | 0 | 0 | 0
FDCA140VNX-W / FDU140VH | MITSUBISHI HEAVY INDUSTRIES | Ducted | Single Split System | 14 | 16 | INELIGIBLE | 0 | 0 | 0 | 0 | 0 | 0
FDC140VNX-W / FDU140VH | MITSUBISHI HEAVY INDUSTRIES | Ducted | Single Split System | 14 | 16 | INELIGIBLE | 0 | 0 | 0 | 0 | 0 | 0
FDC(A)140VNX-W / FDU140VH | MITSUBISHI HEAVY INDUSTRIES | Ducted | Single Split System | 14 | 16 | INELIGIBLE | 0 | 0 | 0 | 0 | 0 | 0
FDCA140VSX-W / FDU140VH | MITSUBISHI HEAVY INDUSTRIES | Ducted | Single Split System | 14 | 16 | INELIGIBLE | 0 | 0 | 0 | 0 | 0 | 0
FDC140VSX-W / FDU140VH | MITSUBISHI HEAVY INDUSTRIES | Ducted | Single Split System | 14 | 16 | INELIGIBLE | 0 | 0 | 0 | 0 | 0 | 0
FDC(A)140VSX-W / FDU140VH | MITSUBISHI HEAVY INDUSTRIES | Ducted | Single Split System | 14 | 16 | INELIGIBLE | 0 | 0 | 0 | 0 | 0 | 0
FDCA140VNX-W / FDE140VH | MITSUBISHI HEAVY INDUSTRIES | Non Ducted | Single Split System | 14 | 16 | ELIGIBLE | 44 | 129 | 1155.94 | 52 | 272 | 1521.52
FDC140VNX-W / FDE140VH | MITSUBISHI HEAVY INDUSTRIES | Non Ducted | Single Split System | 14 | 16 | ELIGIBLE | 44 | 129 | 1155.94 | 52 | 272 | 1521.52
FDC(A)140VNX-W / FDE140VH | MITSUBISHI HEAVY INDUSTRIES | Non Ducted | Single Split System | 14 | 16 | ELIGIBLE | 44 | 129 | 1155.94 | 52 | 272 | 1521.52
FDCA140VSX-W / FDE140VH | MITSUBISHI HEAVY INDUSTRIES | Non Ducted | Single Split System | 14 | 16 | ELIGIBLE | 45 | 129 | 1178.4 | 52 | 272 | 1521.52
FDC140VSX-W / FDE140VH | MITSUBISHI HEAVY INDUSTRIES | Non Ducted | Single Split System | 14 | 16 | ELIGIBLE | 45 | 129 | 1178.4 | 52 | 272 | 1521.52
FDC(A)140VSX-W / FDE140VH | MITSUBISHI HEAVY INDUSTRIES | Non Ducted | Single Split System | 14 | 16 | ELIGIBLE | 45 | 129 | 1178.4 | 52 | 272 | 1521.52
FDCA140VNX-W / FDT140VH | MITSUBISHI HEAVY INDUSTRIES | Non Ducted | Single Split System | 14 | 16 | ELIGIBLE | 45 | 191 | 1259 | 53 | 335 | 1625.88
FDC140VNX-W / FDT140VH | MITSUBISHI HEAVY INDUSTRIES | Non Ducted | Single Split System | 14 | 16 | ELIGIBLE | 45 | 191 | 1259 | 53 | 335 | 1625.88
FDC(A)140VNX-W / FDT140VH | MITSUBISHI HEAVY INDUSTRIES | Non Ducted | Single Split System | 14 | 16 | ELIGIBLE | 45 | 191 | 1259 | 53 | 335 | 1625.88
FDC140VSX-W / FDT140VH | MITSUBISHI HEAVY INDUSTRIES | Non Ducted | Single Split System | 14 | 16 | ELIGIBLE | 46 | 191 | 1281.46 | 54 | 335 | 1648.34
FDCA140VSX-W / FDT140VH | MITSUBISHI HEAVY INDUSTRIES | Non Ducted | Single Split System | 14 | 16 | ELIGIBLE | 46 | 191 | 1281.46 | 54 | 335 | 1648.34
FDC(A)140VSX-W / FDT140VH | MITSUBISHI HEAVY INDUSTRIES | Non Ducted | Single Split System | 14 | 16 | ELIGIBLE | 46 | 191 | 1281.46 | 54 | 335 | 1648.34
FDCA125VNX-W / FDU125VH | MITSUBISHI HEAVY INDUSTRIES | Ducted | Single Split System | 12.5 | 14 | INELIGIBLE | 0 | 0 | 0 | 0 | 0 | 0
FDC125VNX-W / FDU125VH | MITSUBISHI HEAVY INDUSTRIES | Ducted | Single Split System | 12.5 | 14 | INELIGIBLE | 0 | 0 | 0 | 0 | 0 | 0
FDC(A)125VNX-W / FDU125VH | MITSUBISHI HEAVY INDUSTRIES | Ducted | Single Split System | 12.5 | 14 | INELIGIBLE | 0 | 0 | 0 | 0 | 0 | 0
FDCA125VSX-W / FDU125VH | MITSUBISHI HEAVY INDUSTRIES | Ducted | Single Split System | 12.5 | 14 | ELIGIBLE | 38 | 160 | 1061.48 | 45 | 288 | 1385.1
FDC125VSX-W / FDU125VH | MITSUBISHI HEAVY INDUSTRIES | Ducted | Single Split System | 12.5 | 14 | ELIGIBLE | 38 | 160 | 1061.48 | 45 | 288 | 1385.1
FDC(A)125VSX-W / FDU125VH | MITSUBISHI HEAVY INDUSTRIES | Ducted | Single Split System | 12.5 | 14 | ELIGIBLE | 38 | 160 | 1061.48 | 45 | 288 | 1385.1
FDCA125VNX-W / FDE125VH | MITSUBISHI HEAVY INDUSTRIES | Non Ducted | Single Split System | 12.5 | 14 | ELIGIBLE | 41 | 205 | 1187.36 | 47 | 333 | 1488.52
FDC125VNX-W / FDE125VH | MITSUBISHI HEAVY INDUSTRIES | Non Ducted | Single Split System | 12.5 | 14 | ELIGIBLE | 41 | 205 | 1187.36 | 47 | 333 | 1488.52
FDC(A)125VNX-W / FDE125VH | MITSUBISHI HEAVY INDUSTRIES | Non Ducted | Single Split System | 12.5 | 14 | ELIGIBLE | 41 | 205 | 1187.36 | 47 | 333 | 1488.52
FDCA125VSX-W / FDE125VH | MITSUBISHI HEAVY INDUSTRIES | Non Ducted | Single Split System | 12.5 | 14 | ELIGIBLE | 40 | 77 | 998.5 | 47 | 205 | 1322.12
FDC125VSX-W / FDE125VH | MITSUBISHI HEAVY INDUSTRIES | Non Ducted | Single Split System | 12.5 | 14 | ELIGIBLE | 40 | 77 | 998.5 | 47 | 205 | 1322.12
FDC(A)125VSX-W / FDE125VH | MITSUBISHI HEAVY INDUSTRIES | Non Ducted | Single Split System | 12.5 | 14 | ELIGIBLE | 40 | 77 | 998.5 | 47 | 205 | 1322.12
FDCA125VNX-W / FDT125VH | MITSUBISHI HEAVY INDUSTRIES | Non Ducted | Single Split System | 12.5 | 14 | ELIGIBLE | 42 | 243 | 1259.22 | 49 | 371 | 1582.84
FDC125VNX-W / FDT125VH | MITSUBISHI HEAVY INDUSTRIES | Non Ducted | Single Split System | 12.5 | 14 | ELIGIBLE | 42 | 243 | 1259.22 | 49 | 371 | 1582.84
FDC(A)125VNX-W / FDT125VH | MITSUBISHI HEAVY INDUSTRIES | Non Ducted | Single Split System | 12.5 | 14 | ELIGIBLE | 42 | 243 | 1259.22 | 49 | 371 | 1582.84
FDCA125VSX-W / FDT125VH | MITSUBISHI HEAVY INDUSTRIES | Non Ducted | Single Split System | 12.5 | 14 | ELIGIBLE | 37 | 65 | 915.52 | 44 | 194 | 1240.44
FDC125VSX-W / FDT125VH | MITSUBISHI HEAVY INDUSTRIES | Non Ducted | Single Split System | 12.5 | 14 | ELIGIBLE | 37 | 65 | 915.52 | 44 | 194 | 1240.44
FDC(A)125VSX-W / FDT125VH | MITSUBISHI HEAVY INDUSTRIES | Non Ducted | Single Split System | 12.5 | 14 | ELIGIBLE | 37 | 65 | 915.52 | 44 | 194 | 1240.44
FDCA125VNX-W / FDUA125VH | MITSUBISHI HEAVY INDUSTRIES | Ducted | Single Split System | 12.5 | 14 | INELIGIBLE | 0 | 0 | 0 | 0 | 0 | 0
FDC125VNX-W / FDUA125VF | MITSUBISHI HEAVY INDUSTRIES | Ducted | Single Split System | 12.5 | 14 | INELIGIBLE | 0 | 0 | 0 | 0 | 0 | 0
FDC(A)125VNX-W / FDUA125 | MITSUBISHI HEAVY INDUSTRIES | Ducted | Single Split System | 12.5 | 14 | INELIGIBLE | 0 | 0 | 0 | 0 | 0 | 0
FDCA125VSX-W / FDUA125VH | MITSUBISHI HEAVY INDUSTRIES | Ducted | Single Split System | 12.5 | 14 | ELIGIBLE | 38 | 59 | 930.18 | 45 | 188 | 1255.1
FDC125VSX-W / FDUA125VF | MITSUBISHI HEAVY INDUSTRIES | Ducted | Single Split System | 12.5 | 14 | ELIGIBLE | 38 | 59 | 930.18 | 45 | 188 | 1255.1
FDC(A)125VSX-W / FDUA125 | MITSUBISHI HEAVY INDUSTRIES | Ducted | Single Split System | 12.5 | 14 | ELIGIBLE | 38 | 59 | 930.18 | 45 | 188 | 1255.1
FDCA140VSX-W / FDUA140VH | MITSUBISHI HEAVY INDUSTRIES | Ducted | Single Split System | 14 | 16 | INELIGIBLE | 0 | 0 | 0 | 0 | 0 | 0
FDC140VSX-W / FDUA140VG | MITSUBISHI HEAVY INDUSTRIES | Ducted | Single Split System | 14 | 16 | INELIGIBLE | 0 | 0 | 0 | 0 | 0 | 0
FDC(A)140VSX-W / FDUA140 | MITSUBISHI HEAVY INDUSTRIES | Ducted | Single Split System | 14 | 16 | INELIGIBLE | 0 | 0 | 0 | 0 | 0 | 0
FDCA140VNX-W / FDUA140VH | MITSUBISHI HEAVY INDUSTRIES | Ducted | Single Split System | 14 | 16 | INELIGIBLE | 0 | 0 | 0 | 0 | 0 | 0
FDC140VNX-W / FDUA140VG | MITSUBISHI HEAVY INDUSTRIES | Ducted | Single Split System | 14 | 16 | INELIGIBLE | 0 | 0 | 0 | 0 | 0 | 0
FDC(A)140VNX-W / FDUA140 | MITSUBISHI HEAVY INDUSTRIES | Ducted | Single Split System | 14 | 16 | INELIGIBLE | 0 | 0 | 0 | 0 | 0 | 0
FDCA125VNX / FDUA125VF (OUTDOOR / INDOOR) | MITSUBISHI HEAVY INDUSTRIES | Ducted | Single Split System | 12.5 | 14 | INELIGIBLE | 0 | 0 | 0 | 0 | 0 | 0
FDCA125VNX / FDUA125VH (OUTDOOR / INDOOR) | MITSUBISHI HEAVY INDUSTRIES | Ducted | Single Split System | 12.5 | 14 | INELIGIBLE | 0 | 0 | 0 | 0 | 0 | 0
FDCA125VNX / FDUA125 | MITSUBISHI HEAVY INDUSTRIES | Ducted | Single Split System | 12.5 | 14 | INELIGIBLE | 0 | 0 | 0 | 0 | 0 | 0
FDC125VSX / FDUA125VH | MITSUBISHI HEAVY INDUSTRIES | Ducted | Single Split System | 12.5 | 14 | INELIGIBLE | 0 | 0 | 0 | 0 | 0 | 0
FDC125VSX / FDUA125VF | MITSUBISHI HEAVY INDUSTRIES | Ducted | Single Split System | 12.5 | 14 | INELIGIBLE | 0 | 0 | 0 | 0 | 0 | 0
FDC125VSX / FDUA125 | MITSUBISHI HEAVY INDUSTRIES | Ducted | Single Split System | 12.5 | 14 | INELIGIBLE | 0 | 0 | 0 | 0 | 0 | 0
FDCA160VSA-W / FDUA160VH | MITSUBISHI HEAVY INDUSTRIES | Ducted | Single Split System | 16 | 18 | INELIGIBLE | 0 | 0 | 0 | 0 | 0 | 0
FDCA200VSA-W / FDUA200VH | MITSUBISHI HEAVY INDUSTRIES | Ducted | Single Split System | 20 | 22.4 | INELIGIBLE | 0 | 0 | 0 | 0 | 0 | 0
FDC100VNA-W / SRK100ZR-W | MITSUBISHI HEAVY INDUSTRIES | Non Ducted | Single Split System | 10 | 11.2 | INELIGIBLE | 0 | 0 | 0 | 0 | 0 | 0
FDCA100VNA-W / SRK100ZR-W | MITSUBISHI HEAVY INDUSTRIES | Non Ducted | Single Split System | 10 | 11.2 | INELIGIBLE | 0 | 0 | 0 | 0 | 0 | 0
FDC(A)100VNA-W / SRK100ZR-W | MITSUBISHI HEAVY INDUSTRIES | Non Ducted | Single Split System | 10 | 11.2 | INELIGIBLE | 0 | 0 | 0 | 0 | 0 | 0
FDCA100VSA-W / SRK100ZR-W | MITSUBISHI HEAVY INDUSTRIES | Non Ducted | Single Split System | 10 | 11.2 | INELIGIBLE | 0 | 0 | 0 | 0 | 0 | 0
FDC100VSA-W / SRK100ZR-W | MITSUBISHI HEAVY INDUSTRIES | Non Ducted | Single Split System | 10 | 11.2 | INELIGIBLE | 0 | 0 | 0 | 0 | 0 | 0
FDC(A)100VSA-W / SRK100ZR-W | MITSUBISHI HEAVY INDUSTRIES | Non Ducted | Single Split System | 10 | 11.2 | INELIGIBLE | 0 | 0 | 0 | 0 | 0 | 0
FDCA200VSA / FDUA200VH | MITSUBISHI HEAVY INDUSTRIES | Ducted | Single Split System | 20 | 22.4 | INELIGIBLE | 0 | 0 | 0 | 0 | 0 | 0
FDCA160VNX-W / FDUA160VH | MITSUBISHI HEAVY INDUSTRIES | Ducted | Single Split System | 16 | 18 | INELIGIBLE | 0 | 0 | 0 | 0 | 0 | 0
FDC125VNP-W / FDT125VH | MITSUBISHI HEAVY INDUSTRIES | Non Ducted | Single Split System | 12.1 | 12.1 | INELIGIBLE | 0 | 0 | 0 | 0 | 0 | 0
FDCA125VNP-W / FDT125VH | MITSUBISHI HEAVY INDUSTRIES | Non Ducted | Single Split System | 12.1 | 12.1 | INELIGIBLE | 0 | 0 | 0 | 0 | 0 | 0
FDC(A)125VNP-W / FDT125VH | MITSUBISHI HEAVY INDUSTRIES | Non Ducted | Single Split System | 12.1 | 12.1 | INELIGIBLE | 0 | 0 | 0 | 0 | 0 | 0
FDC125VNP-W / FDE125VH | MITSUBISHI HEAVY INDUSTRIES | Non Ducted | Single Split System | 12.1 | 12.1 | INELIGIBLE | 0 | 0 | 0 | 0 | 0 | 0
FDCA125VNP-W / FDE125VH | MITSUBISHI HEAVY INDUSTRIES | Non Ducted | Single Split System | 12.1 | 12.1 | INELIGIBLE | 0 | 0 | 0 | 0 | 0 | 0
FDC(A)125VNP-W / FDE125VH | MITSUBISHI HEAVY INDUSTRIES | Non Ducted | Single Split System | 12.1 | 12.1 | INELIGIBLE | 0 | 0 | 0 | 0 | 0 | 0
FDC125VNP-W / FDU125VH | MITSUBISHI HEAVY INDUSTRIES | Ducted | Single Split System | 12.1 | 12.1 | INELIGIBLE | 0 | 0 | 0 | 0 | 0 | 0
FDCA125VNP-W / FDU125VH | MITSUBISHI HEAVY INDUSTRIES | Ducted | Single Split System | 12.1 | 12.1 | INELIGIBLE | 0 | 0 | 0 | 0 | 0 | 0
FDC(A)125VNP-W / FDU125VH | MITSUBISHI HEAVY INDUSTRIES | Ducted | Single Split System | 12.1 | 12.1 | INELIGIBLE | 0 | 0 | 0 | 0 | 0 | 0
FDCA125VNP-W / FDUA125VH | MITSUBISHI HEAVY INDUSTRIES | Ducted | Single Split System | 12.1 | 12.1 | INELIGIBLE | 0 | 0 | 0 | 0 | 0 | 0
FDC(A)125VNP-W / FDUA125VH | MITSUBISHI HEAVY INDUSTRIES | Ducted | Single Split System | 12.1 | 12.1 | INELIGIBLE | 0 | 0 | 0 | 0 | 0 | 0
FDC125VNP-W / FDUA125VH | MITSUBISHI HEAVY INDUSTRIES | Ducted | Single Split System | 12.1 | 12.1 | INELIGIBLE | 0 | 0 | 0 | 0 | 0 | 0
SRC50ZSXA-W/SRR50ZS-W | MITSUBISHI HEAVY INDUSTRIES | Non Ducted | Single Split System | 5 | 5.4 | INELIGIBLE | 0 | 0 | 0 | 0 | 0 | 0
SRC60ZSXA-W / SRR60ZS-W | MITSUBISHI HEAVY INDUSTRIES | Non Ducted | Single Split System | 5.6 | 6.7 | INELIGIBLE | 0 | 0 | 0 | 0 | 0 | 0
SRK15/DXK05ZTLA-WF | MITSUBISHI HEAVY INDUSTRIES | Non Ducted | Single Split System | 1.5 | 2 | INELIGIBLE | 0 | 0 | 0 | 0 | 0 | 0
SRC15ZTLA-W/SRK15ZTLA-WF | MITSUBISHI HEAVY INDUSTRIES | Non Ducted | Single Split System | 1.5 | 2 | INELIGIBLE | 0 | 0 | 0 | 0 | 0 | 0
DXC05ZTLA-W/DXK05ZTLA-WF | MITSUBISHI HEAVY INDUSTRIES | Non Ducted | Single Split System | 1.5 | 2 | INELIGIBLE | 0 | 0 | 0 | 0 | 0 | 0
DXC05ZTLA-W/DXK05ZTLA-W | MITSUBISHI HEAVY INDUSTRIES | Non Ducted | Single Split System | 1.5 | 2 | INELIGIBLE | 0 | 0 | 0 | 0 | 0 | 0
SRC15ZTLA-W/SRK15ZTLA-W | MITSUBISHI HEAVY INDUSTRIES | Non Ducted | Single Split System | 1.5 | 2 | INELIGIBLE | 0 | 0 | 0 | 0 | 0 | 0
DXC07ZTLA-W/DXK07ZTLA-W | MITSUBISHI HEAVY INDUSTRIES | Non Ducted | Single Split System | 2 | 2.7 | INELIGIBLE | 0 | 0 | 0 | 0 | 0 | 0
SRC20ZTLA-W/SRK20ZTLA-WF | MITSUBISHI HEAVY INDUSTRIES | Non Ducted | Single Split System | 2 | 2.7 | INELIGIBLE | 0 | 0 | 0 | 0 | 0 | 0
DXC07ZTLA-W/DXK07ZTLA-WF | MITSUBISHI HEAVY INDUSTRIES | Non Ducted | Single Split System | 2 | 2.7 | INELIGIBLE | 0 | 0 | 0 | 0 | 0 | 0
SRC20ZTLA-W/SRK20ZTLA-W | MITSUBISHI HEAVY INDUSTRIES | Non Ducted | Single Split System | 2 | 2.7 | INELIGIBLE | 0 | 0 | 0 | 0 | 0 | 0
SRK20/DXK07ZTLA-WF | MITSUBISHI HEAVY INDUSTRIES | Non Ducted | Single Split System | 2 | 2.7 | INELIGIBLE | 0 | 0 | 0 | 0 | 0 | 0
SRC25ZTLA-W/SRK25ZTLA-WF | MITSUBISHI HEAVY INDUSTRIES | Non Ducted | Single Split System | 2.5 | 3 | INELIGIBLE | 0 | 0 | 0 | 0 | 0 | 0
DXC09ZTLA-W/DXK09ZTLA-WF | MITSUBISHI HEAVY INDUSTRIES | Non Ducted | Single Split System | 2.5 | 3 | INELIGIBLE | 0 | 0 | 0 | 0 | 0 | 0
SRC25ZTLA-W/SRK25ZTLA-W | MITSUBISHI HEAVY INDUSTRIES | Non Ducted | Single Split System | 2.5 | 3 | INELIGIBLE | 0 | 0 | 0 | 0 | 0 | 0
DXC09ZTLA-W/DXK09ZTLA-W | MITSUBISHI HEAVY INDUSTRIES | Non Ducted | Single Split System | 2.5 | 3 | INELIGIBLE | 0 | 0 | 0 | 0 | 0 | 0
SRK25/DXK09ZTLA-WF | MITSUBISHI HEAVY INDUSTRIES | Non Ducted | Single Split System | 2.5 | 3 | INELIGIBLE | 0 | 0 | 0 | 0 | 0 | 0
SRC50ZTLA-W / SRK50ZTLA-WF | MITSUBISHI HEAVY INDUSTRIES | Non Ducted | Single Split System | 5 | 5.8 | INELIGIBLE | 0 | 0 | 0 | 0 | 0 | 0
DXC18ZTLA-W / DXK18ZTLA-WF | MITSUBISHI HEAVY INDUSTRIES | Non Ducted | Single Split System | 5 | 5.8 | INELIGIBLE | 0 | 0 | 0 | 0 | 0 | 0
SRC50ZTLA-W / SRK50ZTLA-W | MITSUBISHI HEAVY INDUSTRIES | Non Ducted | Single Split System | 5 | 5.8 | INELIGIBLE | 0 | 0 | 0 | 0 | 0 | 0
DXC18ZTLA-W / DXK18ZTLA-W | MITSUBISHI HEAVY INDUSTRIES | Non Ducted | Single Split System | 5 | 5.8 | INELIGIBLE | 0 | 0 | 0 | 0 | 0 | 0
SRK50/DXK18ZTLA-WF | MITSUBISHI HEAVY INDUSTRIES | Non Ducted | Single Split System | 5 | 5.8 | INELIGIBLE | 0 | 0 | 0 | 0 | 0 | 0
SRC71ZTLA-W / SRK71ZTLA-W | MITSUBISHI HEAVY INDUSTRIES | Non Ducted | Single Split System | 7.1 | 8 | ELIGIBLE | 21 | -19 | 471.66 | 24 | 45 | 597.54
DXC24ZTLA-W / DXK24ZTLA-W | MITSUBISHI HEAVY INDUSTRIES | Non Ducted | Single Split System | 7.1 | 8 | ELIGIBLE | 21 | -19 | 471.66 | 24 | 45 | 597.54
SRK71/DXK24ZTLA-WF | MITSUBISHI HEAVY INDUSTRIES | Non Ducted | Single Split System | 7.1 | 8 | ELIGIBLE | 21 | -19 | 471.66 | 24 | 45 | 597.54
SRC71ZTLA-W / SRK71ZTLA-WF | MITSUBISHI HEAVY INDUSTRIES | Non Ducted | Single Split System | 7.1 | 8 | ELIGIBLE | 21 | -19 | 471.66 | 24 | 45 | 597.54
DXC24ZTLA-W / DXK24ZTLA-WF | MITSUBISHI HEAVY INDUSTRIES | Non Ducted | Single Split System | 7.1 | 8 | ELIGIBLE | 21 | -19 | 471.66 | 24 | 45 | 597.54
DXC12ZTLA-W/DXK12ZTLA-WF | MITSUBISHI HEAVY INDUSTRIES | Non Ducted | Single Split System | 3.3 | 3.8 | INELIGIBLE | 0 | 0 | 0 | 0 | 0 | 0
DXC12ZTLA-W/DXK12ZTLA-W | MITSUBISHI HEAVY INDUSTRIES | Non Ducted | Single Split System | 3.3 | 3.8 | INELIGIBLE | 0 | 0 | 0 | 0 | 0 | 0
SRC35ZTLA-W/SRK35ZTLA-W | MITSUBISHI HEAVY INDUSTRIES | Non Ducted | Single Split System | 3.3 | 3.8 | INELIGIBLE | 0 | 0 | 0 | 0 | 0 | 0
SRC35ZTLA-W/SRK35ZTLA-WF | MITSUBISHI HEAVY INDUSTRIES | Non Ducted | Single Split System | 3.3 | 3.8 | INELIGIBLE | 0 | 0 | 0 | 0 | 0 | 0
SRK35/DXK12ZTLA-W | MITSUBISHI HEAVY INDUSTRIES | Non Ducted | Single Split System | 3.3 | 3.8 | INELIGIBLE | 0 | 0 | 0 | 0 | 0 | 0
SRC63ZTLA-W / SRK63ZTLA-WF | MITSUBISHI HEAVY INDUSTRIES | Non Ducted | Single Split System | 6.3 | 7.1 | ELIGIBLE | 19 | 34 | 470.94 | 22 | 91 | 612.42
DXC21ZTLA-W / DXK21ZTLA-WF | MITSUBISHI HEAVY INDUSTRIES | Non Ducted | Single Split System | 6.3 | 7.1 | ELIGIBLE | 19 | 34 | 470.94 | 22 | 91 | 612.42
SRC63ZTLA-W / SRK63ZTLA-W | MITSUBISHI HEAVY INDUSTRIES | Non Ducted | Single Split System | 6.3 | 7.1 | ELIGIBLE | 19 | 34 | 470.94 | 22 | 91 | 612.42
DXC21ZTLA-W / DXK21ZTLA-W | MITSUBISHI HEAVY INDUSTRIES | Non Ducted | Single Split System | 6.3 | 7.1 | ELIGIBLE | 19 | 34 | 470.94 | 22 | 91 | 612.42
SRK63/DXK21ZTLA-W | MITSUBISHI HEAVY INDUSTRIES | Non Ducted | Single Split System | 6.3 | 7.1 | ELIGIBLE | 19 | 34 | 470.94 | 22 | 91 | 612.42
SRC20ZSXA-W/SRK20ZSXA-WF | MITSUBISHI HEAVY INDUSTRIES | Non Ducted | Single Split System | 2 | 2.7 | ELIGIBLE | 7 | 70 | 248.22 | 8 | 86 | 291.48
SRC25ZSXA-W/SRK25ZSXA-WF | MITSUBISHI HEAVY INDUSTRIES | Non Ducted | Single Split System | 2.5 | 3.2 | ELIGIBLE | 8 | 72 | 273.28 | 10 | 92 | 344.2
SRC35ZSXA-W/SRK35ZSXA-WF | MITSUBISHI HEAVY INDUSTRIES | Non Ducted | Single Split System | 3.5 | 4.3 | ELIGIBLE | 11 | 64 | 330.26 | 13 | 92 | 411.58
SRC50ZSXA-W/SRK50ZSXA-WF | MITSUBISHI HEAVY INDUSTRIES | Non Ducted | Single Split System | 5 | 6 | ELIGIBLE | 18 | 92 | 523.88 | 20 | 138 | 628.6
SRC60ZSXA-W/SRK60ZSXA-WF | MITSUBISHI HEAVY INDUSTRIES | Non Ducted | Single Split System | 6.1 | 6.8 | ELIGIBLE | 19 | 54 | 496.94 | 22 | 110 | 637.12
SRC20ZSA-W/SRK20ZSA-WF | MITSUBISHI HEAVY INDUSTRIES | Non Ducted | Single Split System | 2 | 2.7 | ELIGIBLE | 6 | 40 | 186.76 | 7 | 56 | 230.02
DXC06ZSA-W/DXK06ZSA-WF | MITSUBISHI HEAVY INDUSTRIES | Non Ducted | Single Split System | 2 | 2.7 | ELIGIBLE | 6 | 40 | 186.76 | 7 | 56 | 230.02
SRK20/DXK06ZSA-WF | MITSUBISHI HEAVY INDUSTRIES | Non Ducted | Single Split System | 2 | 2.7 | ELIGIBLE | 6 | 40 | 186.76 | 7 | 56 | 230.02
SRC25ZSA-W/SRK25ZSA-WF | MITSUBISHI HEAVY INDUSTRIES | Non Ducted | Single Split System | 2.5 | 3.2 | INELIGIBLE | 0 | 0 | 0 | 0 | 0 | 0
DXC09ZSA-W/DXK09ZSA-WF | MITSUBISHI HEAVY INDUSTRIES | Non Ducted | Single Split System | 2.5 | 3.2 | INELIGIBLE | 0 | 0 | 0 | 0 | 0 | 0
SRK25/DXK09ZSA-WF | MITSUBISHI HEAVY INDUSTRIES | Non Ducted | Single Split System | 2.5 | 3.2 | INELIGIBLE | 0 | 0 | 0 | 0 | 0 | 0
SRC35ZSA-W/SRK35ZSA-WF | MITSUBISHI HEAVY INDUSTRIES | Non Ducted | Single Split System | 3.5 | 3.7 | INELIGIBLE | 0 | 0 | 0 | 0 | 0 | 0
DXC12ZSA-W/DXK12ZSA-WF | MITSUBISHI HEAVY INDUSTRIES | Non Ducted | Single Split System | 3.5 | 3.7 | INELIGIBLE | 0 | 0 | 0 | 0 | 0 | 0
SRK35/DXK12ZSA-WF | MITSUBISHI HEAVY INDUSTRIES | Non Ducted | Single Split System | 3.5 | 3.7 | INELIGIBLE | 0 | 0 | 0 | 0 | 0 | 0
SRC50ZSA-W/SRK50ZSA-WF | MITSUBISHI HEAVY INDUSTRIES | Non Ducted | Single Split System | 5 | 5.8 | INELIGIBLE | 0 | 0 | 0 | 0 | 0 | 0
DXC18ZSA-W/DXK18ZSA-WF | MITSUBISHI HEAVY INDUSTRIES | Non Ducted | Single Split System | 5 | 5.8 | INELIGIBLE | 0 | 0 | 0 | 0 | 0 | 0
SRK50/DXK18ZSA-WF | MITSUBISHI HEAVY INDUSTRIES | Non Ducted | Single Split System | 5 | 5.8 | INELIGIBLE | 0 | 0 | 0 | 0 | 0 | 0
SRC63ZRA-WF/SRK63ZRA-WF | MITSUBISHI HEAVY INDUSTRIES | Non Ducted | Single Split System | 6.3 | 7.1 | ELIGIBLE | 21 | 111 | 615.96 | 24 | 169 | 758.74
DXC21ZRA-WF/DXK63ZRA-WF | MITSUBISHI HEAVY INDUSTRIES | Non Ducted | Single Split System | 6.3 | 7.1 | ELIGIBLE | 21 | 111 | 615.96 | 24 | 169 | 758.74
SRK63/DXK21ZRA-WF | MITSUBISHI HEAVY INDUSTRIES | Non Ducted | Single Split System | 6.3 | 7.1 | ELIGIBLE | 21 | 111 | 615.96 | 24 | 169 | 758.74
SRC71ZRA-W/SRK71ZRA-WF | MITSUBISHI HEAVY INDUSTRIES | Non Ducted | Single Split System | 7.1 | 8 | ELIGIBLE | 23 | 108 | 656.98 | 26 | 172 | 807.56
DXC24ZRA-W/DXK24ZRA-WF | MITSUBISHI HEAVY INDUSTRIES | Non Ducted | Single Split System | 7.1 | 8 | ELIGIBLE | 23 | 108 | 656.98 | 26 | 172 | 807.56
SRK71/DXK24ZRA-WF | MITSUBISHI HEAVY INDUSTRIES | Non Ducted | Single Split System | 7.1 | 8 | ELIGIBLE | 23 | 108 | 656.98 | 26 | 172 | 807.56
SRC80ZRA-W/SRK80ZRA-WF | MITSUBISHI HEAVY INDUSTRIES | Non Ducted | Single Split System | 8 | 9 | ELIGIBLE | 25 | 78 | 662.9 | 29 | 151 | 847.64
DXC28ZRA-W/DXK28ZRA-WF | MITSUBISHI HEAVY INDUSTRIES | Non Ducted | Single Split System | 8 | 9 | ELIGIBLE | 25 | 78 | 662.9 | 29 | 151 | 847.64
SRK80/DXK28ZRA-WF | MITSUBISHI HEAVY INDUSTRIES | Non Ducted | Single Split System | 8 | 9 | ELIGIBLE | 25 | 78 | 662.9 | 29 | 151 | 847.64
SRC95ZRA-W/SRK95ZRA-WF | MITSUBISHI HEAVY INDUSTRIES | Non Ducted | Single Split System | 9.5 | 10.3 | ELIGIBLE | 29 | 115 | 800.84 | 34 | 202 | 1026.24
DXC33ZRA-W/DXK33ZRA-WF | MITSUBISHI HEAVY INDUSTRIES | Non Ducted | Single Split System | 9.5 | 10.3 | ELIGIBLE | 29 | 115 | 800.84 | 34 | 202 | 1026.24
SRK95/DXK33ZTLA-WF | MITSUBISHI HEAVY INDUSTRIES | Non Ducted | Single Split System | 9.5 | 10.3 | ELIGIBLE | 29 | 115 | 800.84 | 34 | 202 | 1026.24
FDCA250VSA-W/FDUA250VH | MITSUBISHI HEAVY INDUSTRIES | Ducted | Single Split System | 23.5 | 28 | INELIGIBLE | 0 | 0 | 0 | 0 | 0 | 0
SRC71ZRA-W / SRK71ZRA-WF1 | MITSUBISHI HEAVY INDUSTRIES | Non Ducted | Single Split System | 7.1 | 8 | ELIGIBLE | 23 | 108 | 656.98 | 26 | 172 | 807.56
SRK71/DXK24ZRA-WF1 | MITSUBISHI HEAVY INDUSTRIES | Non Ducted | Single Split System | 7.1 | 8 | ELIGIBLE | 23 | 108 | 656.98 | 26 | 172 | 807.56
DXC24ZRA-W / DXK24ZRA-WF1 | MITSUBISHI HEAVY INDUSTRIES | Non Ducted | Single Split System | 7.1 | 8 | ELIGIBLE | 23 | 108 | 656.98 | 26 | 172 | 807.56
SRC80ZRA-W / SRK80ZRA-WF1 | MITSUBISHI HEAVY INDUSTRIES | Non Ducted | Single Split System | 8 | 9 | ELIGIBLE | 25 | 78 | 662.9 | 29 | 151 | 847.64
DXC28ZRA-W / DXK28ZRA-WF1 | MITSUBISHI HEAVY INDUSTRIES | Non Ducted | Single Split System | 8 | 9 | ELIGIBLE | 25 | 78 | 662.9 | 29 | 151 | 847.64
SRK80/DXK28ZRA-WF1 | MITSUBISHI HEAVY INDUSTRIES | Non Ducted | Single Split System | 8 | 9 | ELIGIBLE | 25 | 78 | 662.9 | 29 | 151 | 847.64
SRK80/DXK28ZRA-WF1 | MITSUBISHI HEAVY INDUSTRIES | Non Ducted | Single Split System | 8 | 9 | ELIGIBLE | 25 | 78 | 662.9 | 29 | 151 | 847.64
SRC20ZSA-W/SRK20ZSA-WF1 | MITSUBISHI HEAVY INDUSTRIES | Non Ducted | Single Split System | 2 | 2.7 | ELIGIBLE | 6 | 40 | 186.76 | 7 | 56 | 230.02
DXC06ZSA-W/DXK06ZSA-WF1 | MITSUBISHI HEAVY INDUSTRIES | Non Ducted | Single Split System | 2 | 2.7 | ELIGIBLE | 6 | 40 | 186.76 | 7 | 56 | 230.02
SRK20/DXK06ZSA-WF1 | MITSUBISHI HEAVY INDUSTRIES | Non Ducted | Single Split System | 2 | 2.7 | ELIGIBLE | 6 | 40 | 186.76 | 7 | 56 | 230.02
SRC95ZRA-W / SRK95ZRA-WF1 | MITSUBISHI HEAVY INDUSTRIES | Non Ducted | Single Split System | 9.5 | 10.3 | ELIGIBLE | 30 | 115 | 823.3 | 34 | 202 | 1026.24
DXC33ZRA-W / DXK33ZRA-WF1 | MITSUBISHI HEAVY INDUSTRIES | Non Ducted | Single Split System | 9.5 | 10.3 | ELIGIBLE | 30 | 115 | 823.3 | 34 | 202 | 1026.24
SRK95/DXK33ZRA-WF1 | MITSUBISHI HEAVY INDUSTRIES | Non Ducted | Single Split System | 9.5 | 10.3 | ELIGIBLE | 30 | 115 | 823.3 | 34 | 202 | 1026.24
SRC25ZSA-W/SRK25ZSA-WF1 | MITSUBISHI HEAVY INDUSTRIES | Non Ducted | Single Split System | 2.5 | 3.2 | ELIGIBLE | 8 | 51 | 245.98 | 9 | 71 | 294.44
DXC09ZSA-W/DXK09ZSA-WF1 | MITSUBISHI HEAVY INDUSTRIES | Non Ducted | Single Split System | 2.5 | 3.2 | ELIGIBLE | 8 | 51 | 245.98 | 9 | 71 | 294.44
SRK25/DXK09ZSA-WF1 | MITSUBISHI HEAVY INDUSTRIES | Non Ducted | Single Split System | 2.5 | 3.2 | ELIGIBLE | 8 | 51 | 245.98 | 9 | 71 | 294.44
SRC63ZRA-W / SRK63ZRA-WF1 | MITSUBISHI HEAVY INDUSTRIES | Non Ducted | Single Split System | 6.3 | 7.1 | ELIGIBLE | 21 | 111 | 615.96 | 24 | 169 | 758.74
DXC21ZRA-W / DXK21ZRA-WF1 | MITSUBISHI HEAVY INDUSTRIES | Non Ducted | Single Split System | 6.3 | 7.1 | ELIGIBLE | 21 | 111 | 615.96 | 24 | 169 | 758.74
SRK63/DXK21ZRA-WF1 | MITSUBISHI HEAVY INDUSTRIES | Non Ducted | Single Split System | 6.3 | 7.1 | ELIGIBLE | 21 | 111 | 615.96 | 24 | 169 | 758.74
SRC35ZSA-W/SRK35ZSA-WF1 | MITSUBISHI HEAVY INDUSTRIES | Non Ducted | Single Split System | 3.5 | 3.7 | INELIGIBLE | 0 | 0 | 0 | 0 | 0 | 0
DXC12ZSA-W/DXK12ZSA-WF1 | MITSUBISHI HEAVY INDUSTRIES | Non Ducted | Single Split System | 3.5 | 3.7 | INELIGIBLE | 0 | 0 | 0 | 0 | 0 | 0
SRK35/DXK12ZSA-WF1 | MITSUBISHI HEAVY INDUSTRIES | Non Ducted | Single Split System | 3.5 | 3.7 | INELIGIBLE | 0 | 0 | 0 | 0 | 0 | 0
SRC50ZSA-W/SRK50ZSA-WF1 | MITSUBISHI HEAVY INDUSTRIES | Non Ducted | Single Split System | 5 | 5.8 | INELIGIBLE | 0 | 0 | 0 | 0 | 0 | 0
DXC18ZSA-W/DXK18ZSA-WF1 | MITSUBISHI HEAVY INDUSTRIES | Non Ducted | Single Split System | 5 | 5.8 | INELIGIBLE | 0 | 0 | 0 | 0 | 0 | 0
SRK50/DXK18ZSA-WF1 | MITSUBISHI HEAVY INDUSTRIES | Non Ducted | Single Split System | 5 | 5.8 | INELIGIBLE | 0 | 0 | 0 | 0 | 0 | 0
SRK/DXK_50/18ZSA-W | MITSUBISHI HEAVY INDUSTRIES | Non Ducted | Single Split System | 5 | 5.8 | INELIGIBLE | 0 | 0 | 0 | 0 | 0 | 0
SRC50ZSA-W / SRK50ZSA-W | MITSUBISHI HEAVY INDUSTRIES | Non Ducted | Single Split System | 5 | 5.8 | INELIGIBLE | 0 | 0 | 0 | 0 | 0 | 0
DXC18ZSA-W / DXK18ZSA-W | MITSUBISHI HEAVY INDUSTRIES | Non Ducted | Single Split System | 5 | 5.8 | INELIGIBLE | 0 | 0 | 0 | 0 | 0 | 0
SRK/DXK_20/06ZSA-W | MITSUBISHI HEAVY INDUSTRIES | Non Ducted | Single Split System | 2 | 2.7 | ELIGIBLE | 6 | 40 | 186.76 | 7 | 56 | 230.02
SRC20ZSA-W / SRK20ZSA-W | MITSUBISHI HEAVY INDUSTRIES | Non Ducted | Single Split System | 2 | 2.7 | ELIGIBLE | 6 | 40 | 186.76 | 7 | 56 | 230.02
DXC06ZSA-W / DXK06ZSA-W | MITSUBISHI HEAVY INDUSTRIES | Non Ducted | Single Split System | 2 | 2.7 | ELIGIBLE | 6 | 40 | 186.76 | 7 | 56 | 230.02
SRC35ZSA-W / SRK35ZSA-W | MITSUBISHI HEAVY INDUSTRIES | Non Ducted | Single Split System | 3.5 | 3.7 | INELIGIBLE | 0 | 0 | 0 | 0 | 0 | 0
SRK/DXK_35/12ZSA-W | MITSUBISHI HEAVY INDUSTRIES | Non Ducted | Single Split System | 3.5 | 3.7 | INELIGIBLE | 0 | 0 | 0 | 0 | 0 | 0
DXC12ZSA-W / DXK12ZSA-W | MITSUBISHI HEAVY INDUSTRIES | Non Ducted | Single Split System | 3.5 | 3.7 | INELIGIBLE | 0 | 0 | 0 | 0 | 0 | 0
SRK/DXK_25/09ZSA-W | MITSUBISHI HEAVY INDUSTRIES | Non Ducted | Single Split System | 2.5 | 3.2 | INELIGIBLE | 0 | 0 | 0 | 0 | 0 | 0
SRC25ZSA-W / SRK25ZSA-W | MITSUBISHI HEAVY INDUSTRIES | Non Ducted | Single Split System | 2.5 | 3.2 | INELIGIBLE | 0 | 0 | 0 | 0 | 0 | 0
DXC09ZSA-W / DXK09ZSA-W | MITSUBISHI HEAVY INDUSTRIES | Non Ducted | Single Split System | 2.5 | 3.2 | INELIGIBLE | 0 | 0 | 0 | 0 | 0 | 0
SRC35ZSA-W / SRR35ZS-W | MITSUBISHI HEAVY INDUSTRIES | Non Ducted | Single Split System | 3.5 | 4.2 | INELIGIBLE | 0 | 0 | 0 | 0 | 0 | 0
SRC25ZSA-W / SRR25ZS-W | MITSUBISHI HEAVY INDUSTRIES | Non Ducted | Single Split System | 2.5 | 3.4 | INELIGIBLE | 0 | 0 | 0 | 0 | 0 | 0
SRC20ZSXA-W / SRK20ZSXA-W | MITSUBISHI HEAVY INDUSTRIES | Non Ducted | Single Split System | 2 | 2.7 | ELIGIBLE | 7 | 70 | 248.22 | 8 | 86 | 291.48
SRC25ZSXA-W / SRK25ZSXA-W | MITSUBISHI HEAVY INDUSTRIES | Non Ducted | Single Split System | 2.5 | 3.2 | ELIGIBLE | 8 | 72 | 273.28 | 10 | 92 | 344.2
SRC60ZSXA-W / SRK60ZSXA-W | MITSUBISHI HEAVY INDUSTRIES | Non Ducted | Single Split System | 6.1 | 6.8 | ELIGIBLE | 19 | 54 | 496.94 | 22 | 110 | 637.12
SRC35ZSXA-W / SRK35ZSXA-W | MITSUBISHI HEAVY INDUSTRIES | Non Ducted | Single Split System | 3.5 | 4.3 | ELIGIBLE | 11 | 64 | 330.26 | 13 | 92 | 411.58
SRC50ZSXA-W / SRK50ZSXA-W | MITSUBISHI HEAVY INDUSTRIES | Non Ducted | Single Split System | 5 | 6 | ELIGIBLE | 18 | 92 | 523.88 | 20 | 138 | 628.6
SRK95/DXK33ZRA-W | MITSUBISHI HEAVY INDUSTRIES | Non Ducted | Single Split System | 9.5 | 10.3 | ELIGIBLE | 29 | 115 | 800.84 | 34 | 202 | 1026.24
DXC33ZRA-W /DXK33ZRA-W | MITSUBISHI HEAVY INDUSTRIES | Non Ducted | Single Split System | 9.5 | 10.3 | ELIGIBLE | 29 | 115 | 800.84 | 34 | 202 | 1026.24
SRC95ZRA-W / SRK95ZRA-W | MITSUBISHI HEAVY INDUSTRIES | Non Ducted | Single Split System | 9.5 | 10.3 | ELIGIBLE | 29 | 115 | 800.84 | 34 | 202 | 1026.24
SRK/DXK_71/24ZRA-W | MITSUBISHI HEAVY INDUSTRIES | Non Ducted | Single Split System | 7.1 | 8 | ELIGIBLE | 23 | 108 | 656.98 | 26 | 172 | 807.56
SRC71ZRA-W / SRK71ZRA-W | MITSUBISHI HEAVY INDUSTRIES | Non Ducted | Single Split System | 7.1 | 8 | ELIGIBLE | 23 | 108 | 656.98 | 26 | 172 | 807.56
DXC24ZRA-W / DXK24ZRA-W | MITSUBISHI HEAVY INDUSTRIES | Non Ducted | Single Split System | 7.1 | 8 | ELIGIBLE | 23 | 108 | 656.98 | 26 | 172 | 807.56
SRK/DXK_63/21ZRA-W | MITSUBISHI HEAVY INDUSTRIES | Non Ducted | Single Split System | 6.3 | 7.1 | ELIGIBLE | 21 | 111 | 615.96 | 24 | 169 | 758.74
DXC21ZRA-W/ DXK21ZRA-W | MITSUBISHI HEAVY INDUSTRIES | Non Ducted | Single Split System | 6.3 | 7.1 | ELIGIBLE | 21 | 111 | 615.96 | 24 | 169 | 758.74
SRC63ZRA-W / SRK63ZRA-W | MITSUBISHI HEAVY INDUSTRIES | Non Ducted | Single Split System | 6.3 | 7.1 | ELIGIBLE | 21 | 111 | 615.96 | 24 | 169 | 758.74
SRC35ZSA-W / FDTC35VH1 | MITSUBISHI HEAVY INDUSTRIES | Non Ducted | Single Split System | 3.5 | 4.25 | INELIGIBLE | 0 | 0 | 0 | 0 | 0 | 0
SRK/DXK_80/28_ZRA-W | MITSUBISHI HEAVY INDUSTRIES | Non Ducted | Single Split System | 8 | 9 | ELIGIBLE | 25 | 78 | 662.9 | 29 | 151 | 847.64
SRC80ZRA-W / SRK80ZRA-W | MITSUBISHI HEAVY INDUSTRIES | Non Ducted | Single Split System | 8 | 9 | ELIGIBLE | 25 | 78 | 662.9 | 29 | 151 | 847.64
DXC28ZRA-W / DXK28ZRA-W | MITSUBISHI HEAVY INDUSTRIES | Non Ducted | Single Split System | 8 | 9 | ELIGIBLE | 25 | 78 | 662.9 | 29 | 151 | 847.64
SRC25ZSA-W / FDTC25VH1 | MITSUBISHI HEAVY INDUSTRIES | Non Ducted | Single Split System | 2.5 | 3.4 | INELIGIBLE | 0 | 0 | 0 | 0 | 0 | 0
SRC50ZSXA-W / SRF50ZSX-W | MITSUBISHI HEAVY INDUSTRIES | Non Ducted | Single Split System | 5 | 6 | INELIGIBLE | 0 | 0 | 0 | 0 | 0 | 0
SRC25ZSA-W / SRF25ZS-W | MITSUBISHI HEAVY INDUSTRIES | Non Ducted | Single Split System | 2.5 | 3.4 | INELIGIBLE | 0 | 0 | 0 | 0 | 0 | 0
SRC35ZSA-W / SRF35ZS-W | MITSUBISHI HEAVY INDUSTRIES | Non Ducted | Single Split System | 3.5 | 4.5 | INELIGIBLE | 0 | 0 | 0 | 0 | 0 | 0
DXC07ZTLA-WJ / DXK07ZTLA-WFJ | MITSUBISHI HEAVY INDUSTRIES | Non Ducted | Single Split System | 2 | 2.7 | INELIGIBLE | 0 | 0 | 0 | 0 | 0 | 0
DXC12ZTLA-WJ / DXK12ZTLA-WFJ | MITSUBISHI HEAVY INDUSTRIES | Non Ducted | Single Split System | 3.3 | 3.8 | INELIGIBLE | 0 | 0 | 0 | 0 | 0 | 0
DXC18ZTLA-WJ / DXK18ZTLA-WFJ | MITSUBISHI HEAVY INDUSTRIES | Non Ducted | Single Split System | 5 | 5.8 | INELIGIBLE | 0 | 0 | 0 | 0 | 0 | 0
FDCA100VNA-W / FDE100VH | MITSUBISHI HEAVY INDUSTRIES | Non Ducted | Single Split System | 10 | 11.2 | ELIGIBLE | 34 | 111 | 907.94 | 39 | 213 | 1152.84
FDC100VNA-W / FDE100VH | MITSUBISHI HEAVY INDUSTRIES | Non Ducted | Single Split System | 10 | 11.2 | ELIGIBLE | 34 | 111 | 907.94 | 39 | 213 | 1152.84
FDE100VH / FDC(A)100VNA-W | MITSUBISHI HEAVY INDUSTRIES | Non Ducted | Single Split System | 10 | 11.2 | ELIGIBLE | 34 | 111 | 907.94 | 39 | 213 | 1152.84
FDCA100VSA-W / FDUA100VH | MITSUBISHI HEAVY INDUSTRIES | Ducted | Single Split System | 10 | 11.2 | ELIGIBLE | 31 | 52 | 763.86 | 37 | 154 | 1031.22
FDC100VSA-W / FDUA100VF2 | MITSUBISHI HEAVY INDUSTRIES | Ducted | Single Split System | 10 | 11.2 | ELIGIBLE | 31 | 52 | 763.86 | 37 | 154 | 1031.22
FDUA100VH / FDCA100VSA-W | MITSUBISHI HEAVY INDUSTRIES | Ducted | Single Split System | 10 | 11.2 | ELIGIBLE | 31 | 52 | 763.86 | 37 | 154 | 1031.22
FDCA100VNA-W / FDT100VH | MITSUBISHI HEAVY INDUSTRIES | Non Ducted | Single Split System | 10 | 11.2 | ELIGIBLE | 34 | 147 | 954.74 | 40 | 249 | 1222.1
FDC100VNA-W / FDT100VH | MITSUBISHI HEAVY INDUSTRIES | Non Ducted | Single Split System | 10 | 11.2 | ELIGIBLE | 34 | 147 | 954.74 | 40 | 249 | 1222.1
FDC(A)VNA-W / FDT100VH | MITSUBISHI HEAVY INDUSTRIES | Non Ducted | Single Split System | 10 | 11.2 | ELIGIBLE | 34 | 147 | 954.74 | 40 | 249 | 1222.1
FDCA100VSA-W / FDE100VH | MITSUBISHI HEAVY INDUSTRIES | Non Ducted | Single Split System | 10 | 11.2 | ELIGIBLE | 34 | 111 | 907.94 | 39 | 213 | 1152.84
FDC100VSA-W / FDE100VH | MITSUBISHI HEAVY INDUSTRIES | Non Ducted | Single Split System | 10 | 11.2 | ELIGIBLE | 34 | 111 | 907.94 | 39 | 213 | 1152.84
FDC(A)100VSA-W / FDE100VH | MITSUBISHI HEAVY INDUSTRIES | Non Ducted | Single Split System | 10 | 11.2 | ELIGIBLE | 34 | 111 | 907.94 | 39 | 213 | 1152.84
FDCA100VSA-W / FDU100VH | MITSUBISHI HEAVY INDUSTRIES | Ducted | Single Split System | 10 | 11.2 | ELIGIBLE | 31 | 69 | 785.96 | 37 | 172 | 1054.62
FDC100VSA-W / FDU100VH | MITSUBISHI HEAVY INDUSTRIES | Ducted | Single Split System | 10 | 11.2 | ELIGIBLE | 31 | 69 | 785.96 | 37 | 172 | 1054.62
FDC(A)100VSA-W / FDU100VH | MITSUBISHI HEAVY INDUSTRIES | Ducted | Single Split System | 10 | 11.2 | ELIGIBLE | 31 | 69 | 785.96 | 37 | 172 | 1054.62
FDCA100VNA-W / FDUA100VH | MITSUBISHI HEAVY INDUSTRIES | Ducted | Single Split System | 10 | 11.2 | ELIGIBLE | 31 | 52 | 763.86 | 37 | 154 | 1031.22
FDC100VNA-W / FDUA100VF2 | MITSUBISHI HEAVY INDUSTRIES | Ducted | Single Split System | 10 | 11.2 | ELIGIBLE | 31 | 52 | 763.86 | 37 | 154 | 1031.22
FDCA100VNA-W / FDU100VH | MITSUBISHI HEAVY INDUSTRIES | Ducted | Single Split System | 10 | 11.2 | ELIGIBLE | 32 | 69 | 808.42 | 37 | 172 | 1054.62
FDC100VNA-W / FDU100VH | MITSUBISHI HEAVY INDUSTRIES | Ducted | Single Split System | 10 | 11.2 | ELIGIBLE | 32 | 69 | 808.42 | 37 | 172 | 1054.62
FDC(A)VNA-W / FDU100VH | MITSUBISHI HEAVY INDUSTRIES | Ducted | Single Split System | 10 | 11.2 | ELIGIBLE | 32 | 69 | 808.42 | 37 | 172 | 1054.62
FDCA71VNX-W / FDT71VH | MITSUBISHI HEAVY INDUSTRIES | Non Ducted | Single Split System | 7.1 | 8 | ELIGIBLE | 24 | 152 | 736.64 | 27 | 217 | 888.52
FDC71VNX-W / FDT71VH | MITSUBISHI HEAVY INDUSTRIES | Non Ducted | Single Split System | 7.1 | 8 | ELIGIBLE | 24 | 152 | 736.64 | 27 | 217 | 888.52
FDCA71VNX-W / FDU71VH | MITSUBISHI HEAVY INDUSTRIES | Ducted | Single Split System | 7.1 | 8 | ELIGIBLE | 22 | 154 | 694.32 | 26 | 227 | 879.06
FDC71VNX-W / FDU71VH | MITSUBISHI HEAVY INDUSTRIES | Ducted | Single Split System | 7.1 | 8 | ELIGIBLE | 22 | 154 | 694.32 | 26 | 227 | 879.06
SRC60ZSXA-W / FDT60VH | MITSUBISHI HEAVY INDUSTRIES | Non Ducted | Single Split System | 5.6 | 6.7 | ELIGIBLE | 20 | 121 | 606.5 | 23 | 172 | 740.18
SRC60ZSX-W1 / FDT60VH | MITSUBISHI HEAVY INDUSTRIES | Non Ducted | Single Split System | 5.6 | 6.7 | ELIGIBLE | 20 | 121 | 606.5 | 23 | 172 | 740.18
SRC60ZSXA-W / FDUM60VH | MITSUBISHI HEAVY INDUSTRIES | Ducted | Single Split System | 5.6 | 6.7 | ELIGIBLE | 19 | 79 | 529.44 | 22 | 136 | 670.92
SRC60ZSX-W1 / FDUM60VH | MITSUBISHI HEAVY INDUSTRIES | Ducted | Single Split System | 5.6 | 6.7 | ELIGIBLE | 19 | 79 | 529.44 | 22 | 136 | 670.92
FDCA71VNX-W / FDE71VH | MITSUBISHI HEAVY INDUSTRIES | Non Ducted | Single Split System | 7.1 | 8 | INELIGIBLE | 0 | 0 | 0 | 0 | 0 | 0
FDC71VNX-W / FDE71VH | MITSUBISHI HEAVY INDUSTRIES | Non Ducted | Single Split System | 7.1 | 8 | INELIGIBLE | 0 | 0 | 0 | 0 | 0 | 0
FDC100VNP-W / FDT100VH | MITSUBISHI HEAVY INDUSTRIES | Non Ducted | Single Split System | 10 | 10 | ELIGIBLE | 31 | 114 | 844.46 | 36 | 216 | 1089.36
FDCA100VNP-W / FDT100VH | MITSUBISHI HEAVY INDUSTRIES | Non Ducted | Single Split System | 10 | 10 | ELIGIBLE | 31 | 114 | 844.46 | 36 | 216 | 1089.36
FDC(A)100VNP-W / FDT100VH | MITSUBISHI HEAVY INDUSTRIES | Non Ducted | Single Split System | 10 | 10 | ELIGIBLE | 31 | 114 | 844.46 | 36 | 216 | 1089.36
FDC(A)100VNP-W / FDT100VH | MITSUBISHI HEAVY INDUSTRIES | Non Ducted | Single Split System | 10 | 10 | ELIGIBLE | 31 | 114 | 844.46 | 36 | 216 | 1089.36
FDCA100VNP-W / FDE100VH | MITSUBISHI HEAVY INDUSTRIES | Non Ducted | Single Split System | 10 | 10 | ELIGIBLE | 31 | 66 | 782.06 | 36 | 169 | 1028.26
FDC(A)100VNP-W / FDE100VH | MITSUBISHI HEAVY INDUSTRIES | Non Ducted | Single Split System | 10 | 10 | ELIGIBLE | 31 | 66 | 782.06 | 36 | 169 | 1028.26
FDC(A)100VNP-W / FDE100VH | MITSUBISHI HEAVY INDUSTRIES | Non Ducted | Single Split System | 10 | 10 | ELIGIBLE | 31 | 66 | 782.06 | 36 | 169 | 1028.26
FDC100VNP-W / FDE100VH | MITSUBISHI HEAVY INDUSTRIES | Non Ducted | Single Split System | 10 | 10 | ELIGIBLE | 31 | 66 | 782.06 | 36 | 169 | 1028.26
FDC100VNP-W / FDU100VH | MITSUBISHI HEAVY INDUSTRIES | Ducted | Single Split System | 10 | 10 | ELIGIBLE | 28 | 43 | 684.78 | 33 | 145 | 929.68
FDCA100VNP-W / FDU100VH | MITSUBISHI HEAVY INDUSTRIES | Ducted | Single Split System | 10 | 10 | ELIGIBLE | 28 | 43 | 684.78 | 33 | 145 | 929.68
FDC(A)100VNP-W / FDU100VH | MITSUBISHI HEAVY INDUSTRIES | Ducted | Single Split System | 10 | 10 | ELIGIBLE | 28 | 43 | 684.78 | 33 | 145 | 929.68
FDC(A)100VNP-W / FDU100VH | MITSUBISHI HEAVY INDUSTRIES | Ducted | Single Split System | 10 | 10 | ELIGIBLE | 28 | 43 | 684.78 | 33 | 145 | 929.68
SRC50ZSXA-W / FDTC50VH | MITSUBISHI HEAVY INDUSTRIES | Non Ducted | Single Split System | 5 | 5.4 | INELIGIBLE | 0 | 0 | 0 | 0 | 0 | 0
SRC50ZSX-W1 / FDTC50VH | MITSUBISHI HEAVY INDUSTRIES | Non Ducted | Single Split System | 5 | 5.4 | INELIGIBLE | 0 | 0 | 0 | 0 | 0 | 0
SRC50ZSXA-W / FDUM50VH | MITSUBISHI HEAVY INDUSTRIES | Ducted | Single Split System | 5 | 5.4 | INELIGIBLE | 0 | 0 | 0 | 0 | 0 | 0
SRC50ZSX-W1 / FDUM50VH | MITSUBISHI HEAVY INDUSTRIES | Ducted | Single Split System | 5 | 5.4 | INELIGIBLE | 0 | 0 | 0 | 0 | 0 | 0
SRC60ZSXA-W / FDTC60VH | MITSUBISHI HEAVY INDUSTRIES | Non Ducted | Single Split System | 5.6 | 6.7 | INELIGIBLE | 0 | 0 | 0 | 0 | 0 | 0
SRC60ZSX-W1 / FDTC60VH | MITSUBISHI HEAVY INDUSTRIES | Non Ducted | Single Split System | 5.6 | 6.7 | INELIGIBLE | 0 | 0 | 0 | 0 | 0 | 0
FDC100VNP-W / FDUA100VH | MITSUBISHI HEAVY INDUSTRIES | Ducted | Single Split System | 10 | 10 | ELIGIBLE | 28 | 69 | 718.58 | 33 | 172 | 964.78
FDC100VNP-W / FDUA100VF2 | MITSUBISHI HEAVY INDUSTRIES | Ducted | Single Split System | 10 | 10 | ELIGIBLE | 28 | 69 | 718.58 | 33 | 172 | 964.78
FDCA100VNP-W / FDUA100VH | MITSUBISHI HEAVY INDUSTRIES | Ducted | Single Split System | 10 | 10 | ELIGIBLE | 28 | 69 | 718.58 | 33 | 172 | 964.78
FDC(A)100VNP-W / FDUA100VH | MITSUBISHI HEAVY INDUSTRIES | Ducted | Single Split System | 10 | 10 | ELIGIBLE | 28 | 69 | 718.58 | 33 | 172 | 964.78
FDC(A)100VNP-W / FDUA100VH | MITSUBISHI HEAVY INDUSTRIES | Ducted | Single Split System | 10 | 10 | ELIGIBLE | 28 | 69 | 718.58 | 33 | 172 | 964.78
DXC05ZTLA-WJ / DXK05ZTLA-WFJ | MITSUBISHI HEAVY INDUSTRIES | Non Ducted | Single Split System | 1.5 | 2 | INELIGIBLE | 0 | 0 | 0 | 0 | 0 | 0
DXC09ZTLA-WJ/DXK09ZTLA-WFJ | MITSUBISHI HEAVY INDUSTRIES | Non Ducted | Single Split System | 2.5 | 3 | INELIGIBLE | 0 | 0 | 0 | 0 | 0 | 0
DXC21ZTLA-WJ / DXK21ZTLA-WFJ | MITSUBISHI HEAVY INDUSTRIES | Non Ducted | Single Split System | 6.3 | 7.1 | ELIGIBLE | 19 | 34 | 470.94 | 22 | 91 | 612.42
DXC24ZTLA-WJ / DXK24ZTLA-WFJ | MITSUBISHI HEAVY INDUSTRIES | Non Ducted | Single Split System | 7.1 | 8 | ELIGIBLE | 21 | -19 | 471.66 | 24 | 45 | 597.54
FDCA100VSA-W / SRK100ZRA-WF | MITSUBISHI HEAVY INDUSTRIES | Non Ducted | Single Split System | 10 | 11.2 | INELIGIBLE | 0 | 0 | 0 | 0 | 0 | 0
FDCA100VSA-W / SRK100ZRA-WF1 | MITSUBISHI HEAVY INDUSTRIES | Non Ducted | Single Split System | 10 | 11.2 | INELIGIBLE | 0 | 0 | 0 | 0 | 0 | 0
FDCA100VSA-W / SRK100ZRA-WF* | MITSUBISHI HEAVY INDUSTRIES | Non Ducted | Single Split System | 10 | 11.2 | INELIGIBLE | 0 | 0 | 0 | 0 | 0 | 0
FDCA100VNA-W / SRK100ZRA-WF | MITSUBISHI HEAVY INDUSTRIES | Non Ducted | Single Split System | 10 | 11.2 | INELIGIBLE | 0 | 0 | 0 | 0 | 0 | 0
FDCA100VNA-W / SRK100ZRA-WF1 | MITSUBISHI HEAVY INDUSTRIES | Non Ducted | Single Split System | 10 | 11.2 | INELIGIBLE | 0 | 0 | 0 | 0 | 0 | 0
FDCA100VNA-W / SRK100ZRA-W* | MITSUBISHI HEAVY INDUSTRIES | Non Ducted | Single Split System | 10 | 11.2 | INELIGIBLE | 0 | 0 | 0 | 0 | 0 | 0
OS-CEAUH09EI / OS-SEAUH09EI | Olimpia Splendid | Non Ducted | Single Split System | 2.48 | 3.24 | INELIGIBLE | 0 | 0 | 0 | 0 | 0 | 0
OS-CEAUH12EI / OS-SEAUH12EI | Olimpia Splendid | Non Ducted | Single Split System | 3.45 | 4.02 | INELIGIBLE | 0 | 0 | 0 | 0 | 0 | 0
OS-CEAUH18EI / OS-SEAUH18EI | Olimpia Splendid | Non Ducted | Single Split System | 5.14 | 5.95 | ELIGIBLE | 18 | 111 | 548.58 | 20 | 158 | 654.6
OS-CEAUH24EI / OS-SEAUH24EI | Olimpia Splendid | Non Ducted | Single Split System | 7.07 | 7.94 | INELIGIBLE | 0 | 0 | 0 | 0 | 0 | 0
2404 | Olimpia Splendid | Non Ducted | Portable | 3.5 | 2.93 | INELIGIBLE | 0 | 0 | 0 | 0 | 0 | 0
02011 Unico Pro Inverter 12 HP AUNZ | Olimpia Splendid | Non Ducted | Unitary double duct wall mounted | 2.12 | 2 | INELIGIBLE | 0 | 0 | 0 | 0 | 0 | 0
UNICO PRO 12 HP EVDN | Olimpia Splendid | Non Ducted | Unitary double duct wall mounted | 2.04 | 2.088 | INELIGIBLE | 0 | 0 | 0 | 0 | 0 | 0
OAPC36RW | Omega Altise | Non Ducted | Portable | 3.517 | 2.872 | INELIGIBLE | 0 | 0 | 0 | 0 | 0 | 0
OAPC12RW | Omega Altise | Non Ducted | Portable | 3.517 | 2.872 | INELIGIBLE | 0 | 0 | 0 | 0 | 0 | 0
U-60PZ3R5/S-60PE3R | PANASONIC | Ducted | Single Split System | 6 | 6 | INELIGIBLE | 0 | 0 | 0 | 0 | 0 | 0
U-71PZ3R5/S-71PE3R | PANASONIC | Ducted | Single Split System | 7.1 | 7.1 | INELIGIBLE | 0 | 0 | 0 | 0 | 0 | 0
U-100PZ3R5/S-100PE3R | PANASONIC | Ducted | Single Split System | 10 | 10 | INELIGIBLE | 0 | 0 | 0 | 0 | 0 | 0
U-100PZ3R8/S-100PE3R | PANASONIC | Ducted | Single Split System | 10 | 10 | INELIGIBLE | 0 | 0 | 0 | 0 | 0 | 0
U-125PZ3R5/S-125PE3R | PANASONIC | Ducted | Single Split System | 12.5 | 12.5 | INELIGIBLE | 0 | 0 | 0 | 0 | 0 | 0
U-125PZ3R8/S-125PE3R | PANASONIC | Ducted | Single Split System | 12.5 | 12.5 | INELIGIBLE | 0 | 0 | 0 | 0 | 0 | 0
U-140PZ3R5/S-140PE3R | PANASONIC | Ducted | Single Split System | 14 | 14 | INELIGIBLE | 0 | 0 | 0 | 0 | 0 | 0
U-71PZH3R5/S-71PE3R | PANASONIC | Ducted | Single Split System | 7.1 | 8 | ELIGIBLE | 22 | 74 | 590.32 | 26 | 146 | 773.76
U-100PZH3R5/S-100PE3R | PANASONIC | Ducted | Single Split System | 10 | 11.2 | ELIGIBLE | 32 | 173 | 943.62 | 38 | 276 | 1212.28
U-100PZH3R8/S-100PE3R | PANASONIC | Ducted | Single Split System | 10 | 11.2 | ELIGIBLE | 32 | 173 | 943.62 | 38 | 276 | 1212.28
U-125PZH3R5/S-125PE3R | PANASONIC | Ducted | Single Split System | 12.5 | 14 | ELIGIBLE | 41 | 157 | 1124.96 | 48 | 285 | 1448.58
U-125PZH3R8/S-125PE3R | PANASONIC | Ducted | Single Split System | 12.5 | 14 | ELIGIBLE | 41 | 157 | 1124.96 | 48 | 285 | 1448.58
U-140PZH3R5/S-140PE3R | PANASONIC | Ducted | Single Split System | 14 | 16 | INELIGIBLE | 0 | 0 | 0 | 0 | 0 | 0
U-140PZH3R8/S-140PE3R | PANASONIC | Ducted | Single Split System | 14 | 16 | INELIGIBLE | 0 | 0 | 0 | 0 | 0 | 0
U-180PZH2R8/S-180PE3R5B | PANASONIC | Ducted | Single Split System | 18 | 20 | INELIGIBLE | 0 | 0 | 0 | 0 | 0 | 0
U-200PZH2R8/S-200PE3R5B | PANASONIC | Ducted | Single Split System | 20 | 22.4 | INELIGIBLE | 0 | 0 | 0 | 0 | 0 | 0
U-224PZH2R8/S-224PE3R5B | PANASONIC | Ducted | Single Split System | 22.4 | 25 | INELIGIBLE | 0 | 0 | 0 | 0 | 0 | 0
U-100PZH2R5/S-100PK3R | PANASONIC | Non Ducted | Single Split System | 9.5 | 9.5 | ELIGIBLE | 28 | 11 | 643.18 | 32 | 98 | 846.12
U-100PZH2R8/S-100PK3R | PANASONIC | Non Ducted | Single Split System | 9.5 | 9.5 | ELIGIBLE | 28 | 11 | 643.18 | 32 | 98 | 846.12
U-100PZ2R5/S-100PK3R | PANASONIC | Non Ducted | Single Split System | 9 | 9 | INELIGIBLE | 0 | 0 | 0 | 0 | 0 | 0
U-100PZ2R8/S-100PK3R | PANASONIC | Non Ducted | Single Split System | 9 | 9 | INELIGIBLE | 0 | 0 | 0 | 0 | 0 | 0
U-100PZH3R5/S-100PK3R | PANASONIC | Non Ducted | Single Split System | 9.5 | 9.5 | ELIGIBLE | 28 | 11 | 643.18 | 32 | 98 | 846.12
U-100PZH3R8/S-100PK3R | PANASONIC | Non Ducted | Single Split System | 9.5 | 9.5 | ELIGIBLE | 28 | 11 | 643.18 | 32 | 98 | 846.12
U-100PZ3R5/S-100PK3R | PANASONIC | Non Ducted | Single Split System | 9 | 9 | INELIGIBLE | 0 | 0 | 0 | 0 | 0 | 0
U-100PZ3R8/S-100PK3R | PANASONIC | Non Ducted | Single Split System | 9 | 9 | INELIGIBLE | 0 | 0 | 0 | 0 | 0 | 0
U-71PZH2R5/S-71PE3R | PANASONIC | Ducted | Single Split System | 7.1 | 8 | ELIGIBLE | 22 | 74 | 590.32 | 26 | 146 | 773.76
U-100PZH2R5/S-100PE3R | PANASONIC | Ducted | Single Split System | 10 | 11.2 | ELIGIBLE | 32 | 173 | 943.62 | 38 | 276 | 1212.28
U-100PZH2R8/S-100PE3R | PANASONIC | Ducted | Single Split System | 10 | 11.2 | ELIGIBLE | 32 | 173 | 943.62 | 38 | 276 | 1212.28
U-125PZH2R5/S-125PE3R | PANASONIC | Ducted | Single Split System | 12.5 | 14 | ELIGIBLE | 41 | 140 | 1102.86 | 48 | 268 | 1426.48
U-125PZH2R8/S-125PE3R | PANASONIC | Ducted | Single Split System | 12.5 | 14 | ELIGIBLE | 41 | 140 | 1102.86 | 48 | 268 | 1426.48
U-140PZH2R5/S-140PE3R | PANASONIC | Ducted | Single Split System | 14 | 16 | INELIGIBLE | 0 | 0 | 0 | 0 | 0 | 0
U-140PZH2R8/S-140PE3R | PANASONIC | Ducted | Single Split System | 14 | 16 | INELIGIBLE | 0 | 0 | 0 | 0 | 0 | 0
U-60PZ2R5/S-60PE3R | PANASONIC | Ducted | Single Split System | 6 | 6 | INELIGIBLE | 0 | 0 | 0 | 0 | 0 | 0
U-71PZ2R5/S-71PE3R | PANASONIC | Ducted | Single Split System | 7.1 | 7.1 | INELIGIBLE | 0 | 0 | 0 | 0 | 0 | 0
U-100PZ2R5/S-100PE3R | PANASONIC | Ducted | Single Split System | 10 | 10 | INELIGIBLE | 0 | 0 | 0 | 0 | 0 | 0
U-100PZ2R8/S-100PE3R | PANASONIC | Ducted | Single Split System | 10 | 10 | INELIGIBLE | 0 | 0 | 0 | 0 | 0 | 0
U-125PZ2R5/S-125PE3R | PANASONIC | Ducted | Single Split System | 12.5 | 12.5 | INELIGIBLE | 0 | 0 | 0 | 0 | 0 | 0
U-125PZ2R8/S-125PE3R | PANASONIC | Ducted | Single Split System | 12.5 | 12.5 | INELIGIBLE | 0 | 0 | 0 | 0 | 0 | 0
U-140PZ2R5/S-140PE3R | PANASONIC | Ducted | Single Split System | 14 | 14 | INELIGIBLE | 0 | 0 | 0 | 0 | 0 | 0
U-140PZ2R8/S-140PE3R | PANASONIC | Ducted | Single Split System | 14 | 14 | INELIGIBLE | 0 | 0 | 0 | 0 | 0 | 0
U-140PZ3R8/S-140PE3R | PANASONIC | Ducted | Single Split System | 14 | 14 | INELIGIBLE | 0 | 0 | 0 | 0 | 0 | 0
U-160PZH2R5/S-160PE3R | PANASONIC | Ducted | Single Split System | 16 | 18 | INELIGIBLE | 0 | 0 | 0 | 0 | 0 | 0
U-160PZH2R8/S-160PE3R | PANASONIC | Ducted | Single Split System | 16 | 18 | INELIGIBLE | 0 | 0 | 0 | 0 | 0 | 0
U-71PZH3R5/S-6071PU3E | PANASONIC | Non Ducted | Single Split System | 7.1 | 8 | ELIGIBLE | 24 | 134 | 713.24 | 27 | 199 | 865.12
U-100PZH3R5/S-1014PU3E | PANASONIC | Non Ducted | Single Split System | 10 | 11.2 | ELIGIBLE | 37 | 283 | 1198.92 | 43 | 385 | 1466.28
U-125PZH3R5/S-1014PU3E | PANASONIC | Non Ducted | Single Split System | 12.5 | 14 | ELIGIBLE | 45 | 220 | 1296.7 | 52 | 348 | 1620.32
U-140PZH3R5/S-1014PU3E | PANASONIC | Non Ducted | Single Split System | 14 | 16 | ELIGIBLE | 50 | 120 | 1279 | 58 | 263 | 1644.58
U-100PZH3R8/S-1014PU3E | PANASONIC | Non Ducted | Single Split System | 10 | 11.2 | ELIGIBLE | 37 | 283 | 1198.92 | 43 | 385 | 1466.28
U-125PZH3R8/S-1014PU3E | PANASONIC | Non Ducted | Single Split System | 12.5 | 14 | ELIGIBLE | 45 | 220 | 1296.7 | 52 | 348 | 1620.32
U-140PZH3R8/S-1014PU3E | PANASONIC | Non Ducted | Single Split System | 14 | 16 | ELIGIBLE | 50 | 120 | 1279 | 58 | 263 | 1644.58
U-71PZH3R5/S-6071PF3E | PANASONIC | Ducted | Single Split System | 6.8 | 7.5 | ELIGIBLE | 23 | 110 | 659.58 | 27 | 180 | 840.42
U-100PZH3R5/S-1014PF3E | PANASONIC | Ducted | Single Split System | 9.5 | 10.8 | ELIGIBLE | 34 | 232 | 1065.24 | 39 | 329 | 1303.64
U-100PZH3R8/S-1014PF3E | PANASONIC | Ducted | Single Split System | 9.5 | 10.8 | ELIGIBLE | 34 | 232 | 1065.24 | 39 | 329 | 1303.64
U-125PZH3R5/S-1014PF3E | PANASONIC | Ducted | Single Split System | 12.1 | 13.5 | ELIGIBLE | 40 | 155 | 1099.9 | 47 | 279 | 1418.32
U-125PZH3R8/S-1014PF3E | PANASONIC | Ducted | Single Split System | 12.1 | 13.5 | ELIGIBLE | 40 | 155 | 1099.9 | 47 | 279 | 1418.32
U-140PZH3R5/S-1014PF3E | PANASONIC | Ducted | Single Split System | 13.4 | 15.5 | ELIGIBLE | 44 | 107 | 1127.34 | 51 | 244 | 1462.66
U-140PZH3R8/S-1014PF3E | PANASONIC | Ducted | Single Split System | 13.4 | 15.5 | ELIGIBLE | 44 | 107 | 1127.34 | 51 | 244 | 1462.66
U-60PZ3R5/S-6071PT3E | PANASONIC | Non Ducted | Single Split System | 6 | 6 | ELIGIBLE | 18 | 86 | 516.08 | 20 | 141 | 632.5
U-71PZ3R5/S-6071PT3E | PANASONIC | Non Ducted | Single Split System | 6.8 | 6.8 | INELIGIBLE | 0 | 0 | 0 | 0 | 0 | 0
U-100PZ3R5/S-1014PT3E | PANASONIC | Non Ducted | Single Split System | 10 | 10 | ELIGIBLE | 31 | 141 | 879.56 | 36 | 243 | 1124.46
U-100PZ3R8/S-1014PT3E | PANASONIC | Non Ducted | Single Split System | 10 | 10 | ELIGIBLE | 31 | 141 | 879.56 | 36 | 243 | 1124.46
U-125PZ3R5/S-1014PT3E | PANASONIC | Non Ducted | Single Split System | 12.5 | 12.5 | ELIGIBLE | 37 | 80 | 935.02 | 44 | 208 | 1258.64
U-125PZ3R8/S-1014PT3E | PANASONIC | Non Ducted | Single Split System | 12.5 | 12.5 | ELIGIBLE | 37 | 80 | 935.02 | 44 | 208 | 1258.64
U-140PZ3R5/S-1014PT3E | PANASONIC | Non Ducted | Single Split System | 13.6 | 14 | ELIGIBLE | 40 | 19 | 923.1 | 47 | 159 | 1262.32
U-140PZ3R8/S-1014PT3E | PANASONIC | Non Ducted | Single Split System | 13.6 | 14 | ELIGIBLE | 40 | 19 | 923.1 | 47 | 159 | 1262.32
U-71PZH3R5/S-6071PT3E | PANASONIC | Non Ducted | Single Split System | 6.8 | 8 | ELIGIBLE | 23 | 110 | 659.58 | 27 | 172 | 830.02
U-100PZH3R5/S-1014PT3E | PANASONIC | Non Ducted | Single Split System | 9.5 | 11.2 | ELIGIBLE | 33 | 195 | 994.68 | 38 | 282 | 1220.08
U-100PZH3R8/S-1014PT3E | PANASONIC | Non Ducted | Single Split System | 9.5 | 11.2 | ELIGIBLE | 33 | 195 | 994.68 | 38 | 282 | 1220.08
U-125PZH3R5/S-1014PT3E | PANASONIC | Non Ducted | Single Split System | 12.1 | 14 | ELIGIBLE | 42 | 134 | 1117.52 | 49 | 258 | 1435.94
U-125PZH3R8/S-1014PT3E | PANASONIC | Non Ducted | Single Split System | 12.1 | 14 | ELIGIBLE | 42 | 134 | 1117.52 | 49 | 258 | 1435.94
U-140PZH3R5/S-1014PT3E | PANASONIC | Non Ducted | Single Split System | 13.4 | 16 | ELIGIBLE | 46 | 45 | 1091.66 | 53 | 182 | 1426.98
U-140PZH3R8/S-1014PT3E | PANASONIC | Non Ducted | Single Split System | 13.4 | 16 | ELIGIBLE | 46 | 45 | 1091.66 | 53 | 182 | 1426.98
U-60PZ2R5/S-6071PT3E | PANASONIC | Non Ducted | Single Split System | 6 | 6 | ELIGIBLE | 18 | 113 | 551.18 | 21 | 168 | 690.06
U-71PZ2R5/S-6071PT3E | PANASONIC | Non Ducted | Single Split System | 7.1 | 7.1 | ELIGIBLE | 21 | 81 | 576.96 | 24 | 146 | 728.84
U-100PZ2R5/S-1014PT3E | PANASONIC | Non Ducted | Single Split System | 10 | 10 | ELIGIBLE | 31 | 141 | 879.56 | 36 | 243 | 1124.46
U-100PZ2R8/S-1014PT3E | PANASONIC | Non Ducted | Single Split System | 10 | 10 | ELIGIBLE | 31 | 141 | 879.56 | 36 | 243 | 1124.46
U-125PZ2R5/S-1014PT3E | PANASONIC | Non Ducted | Single Split System | 12.5 | 12.5 | ELIGIBLE | 37 | 80 | 935.02 | 44 | 208 | 1258.64
U-125PZ2R8/S-1014PT3E | PANASONIC | Non Ducted | Single Split System | 12.5 | 12.5 | ELIGIBLE | 37 | 80 | 935.02 | 44 | 208 | 1258.64
U-140PZ2R5/S-1014PT3E | PANASONIC | Non Ducted | Single Split System | 13.6 | 14 | ELIGIBLE | 40 | 19 | 923.1 | 47 | 159 | 1262.32
U-140PZ2R8/S-1014PT3E | PANASONIC | Non Ducted | Single Split System | 13.6 | 14 | ELIGIBLE | 40 | 19 | 923.1 | 47 | 159 | 1262.32
U-71PZH2R5/S-6071PT3E | PANASONIC | Non Ducted | Single Split System | 6.8 | 8 | ELIGIBLE | 23 | 110 | 659.58 | 27 | 172 | 830.02
U-100PZH2R5/S-1014PT3E | PANASONIC | Non Ducted | Single Split System | 9.5 | 11.2 | ELIGIBLE | 33 | 195 | 994.68 | 38 | 282 | 1220.08
U-100PZH2R8/S-1014PT3E | PANASONIC | Non Ducted | Single Split System | 9.5 | 11.2 | ELIGIBLE | 33 | 195 | 994.68 | 38 | 282 | 1220.08
U-125PZH2R5/S-1014PT3E | PANASONIC | Non Ducted | Single Split System | 12.1 | 14 | ELIGIBLE | 42 | 134 | 1117.52 | 49 | 258 | 1435.94
U-125PZH2R8/S-1014PT3E | PANASONIC | Non Ducted | Single Split System | 12.1 | 14 | ELIGIBLE | 42 | 134 | 1117.52 | 49 | 258 | 1435.94
U-140PZH2R5/S-1014PT3E | PANASONIC | Non Ducted | Single Split System | 13.4 | 16 | ELIGIBLE | 46 | 45 | 1091.66 | 53 | 182 | 1426.98
U-140PZH2R8/S-1014PT3E | PANASONIC | Non Ducted | Single Split System | 13.4 | 16 | ELIGIBLE | 46 | 45 | 1091.66 | 53 | 182 | 1426.98
CU-Z20XKR / CS-Z20XKRW | Panasonic | Non Ducted | Single Split System | 2.05 | 2.8 | INELIGIBLE | 0 | 0 | 0 | 0 | 0 | 0
CU-RZ42XKR / CS-RZ42XKRW | Panasonic | Non Ducted | Single Split System | 4.2 | 5.1 | ELIGIBLE | 14 | 36 | 361.24 | 16 | 75 | 456.86
CU-Z42XKR / CS-Z42XKRW | Panasonic | Non Ducted | Single Split System | 4.2 | 5.1 | ELIGIBLE | 14 | 36 | 361.24 | 16 | 75 | 456.86
CU-*Z42XKR / CS-*Z42XKRW | Panasonic | Non Ducted | Single Split System | 4.2 | 5.1 | ELIGIBLE | 14 | 36 | 361.24 | 16 | 75 | 456.86
CU-RZ25XKR / CS-RZ25XKRW | Panasonic | Non Ducted | Single Split System | 2.5 | 3 | ELIGIBLE | 7 | 33 | 200.12 | 8 | 53 | 248.58
CU-Z25XKR / CS-Z25XKRW | Panasonic | Non Ducted | Single Split System | 2.5 | 3 | ELIGIBLE | 7 | 33 | 200.12 | 8 | 53 | 248.58
CU-*Z25XKR / CS-*Z25XKRW | Panasonic | Non Ducted | Single Split System | 2.5 | 3 | ELIGIBLE | 7 | 33 | 200.12 | 8 | 53 | 248.58
CU-Z25XKR-1 / CS-Z25XKRW-1 | Panasonic | Non Ducted | Single Split System | 2.5 | 3.2 | INELIGIBLE | 0 | 0 | 0 | 0 | 0 | 0
CU-RZ35XKR / CS-RZ35XKRW | Panasonic | Non Ducted | Single Split System | 3.5 | 4 | ELIGIBLE | 10 | 46 | 284.4 | 12 | 74 | 365.72
CU-Z35XKR / CS-Z35XKRW | Panasonic | Non Ducted | Single Split System | 3.5 | 4 | ELIGIBLE | 10 | 46 | 284.4 | 12 | 74 | 365.72
CU-*Z35XKR / CS-*Z35XKRW | Panasonic | Non Ducted | Single Split System | 3.5 | 4 | ELIGIBLE | 10 | 46 | 284.4 | 12 | 74 | 365.72
CU-Z80XKR / CS-Z80XKR | Panasonic | Non Ducted | Single Split System | 8 | 9 | ELIGIBLE | 25 | 13 | 578.4 | 29 | 86 | 763.14
CU-RZ80XKR / CS-RZ80XKR | Panasonic | Non Ducted | Single Split System | 8 | 9 | ELIGIBLE | 25 | 13 | 578.4 | 29 | 86 | 763.14
CU-*Z80XKR / CS-*Z80XKR | Panasonic | Non Ducted | Single Split System | 8 | 9 | ELIGIBLE | 25 | 13 | 578.4 | 29 | 86 | 763.14
U-25PZ3R5/S-25PY3E | PANASONIC | Non Ducted | Single Split System | 2.5 | 3.2 | INELIGIBLE | 0 | 0 | 0 | 0 | 0 | 0
U-36PZ3R5/S-36PY3E | PANASONIC | Non Ducted | Single Split System | 3.6 | 3.6 | INELIGIBLE | 0 | 0 | 0 | 0 | 0 | 0
U-50PZ3R5/S-50PY3E | PANASONIC | Non Ducted | Single Split System | 5 | 5 | INELIGIBLE | 0 | 0 | 0 | 0 | 0 | 0
U-60PZ3R5/S-60PY3E | PANASONIC | Non Ducted | Single Split System | 6 | 6 | INELIGIBLE | 0 | 0 | 0 | 0 | 0 | 0
CU-HZ25YKR / CS-HZ25YKR | Panasonic | Non Ducted | Single Split System | 2.5 | 3.2 | ELIGIBLE | 8 | 57 | 253.78 | 9 | 77 | 302.24
CU-HZ35YKR / CS-HZ35YKR | Panasonic | Non Ducted | Single Split System | 3.5 | 4.1 | ELIGIBLE | 11 | 52 | 314.66 | 13 | 80 | 395.98
CU-HZ50YKR / CS-HZ50YKR | Panasonic | Non Ducted | Single Split System | 5 | 6 | ELIGIBLE | 19 | 95 | 550.24 | 21 | 141 | 654.96
CU-HZ80YKR / CS-HZ80YKR | Panasonic | Non Ducted | Single Split System | 8 | 9 | ELIGIBLE | 26 | 28 | 620.36 | 30 | 100 | 803.8
CU-Z80YKR / CS-Z80YKR | Panasonic | Non Ducted | Single Split System | 8 | 9 | ELIGIBLE | 26 | 28 | 620.36 | 30 | 100 | 803.8
CU-RZ80YKR / CS-RZ80YKR | Panasonic | Non Ducted | Single Split System | 8 | 9 | ELIGIBLE | 26 | 28 | 620.36 | 30 | 100 | 803.8
CU-*Z80YKR / CS-*Z80YKR | Panasonic | Non Ducted | Single Split System | 8 | 9 | ELIGIBLE | 26 | 28 | 620.36 | 30 | 100 | 803.8
CU-HZ71YKR / CS-HZ71YKR | Panasonic | Non Ducted | Single Split System | 7.1 | 8 | ELIGIBLE | 24 | 81 | 644.34 | 27 | 146 | 796.22
CU-Z71XKR-1 / CS-Z71XKR-1 | Panasonic | Non Ducted | Single Split System | 7.1 | 8 | ELIGIBLE | 24 | 81 | 644.34 | 27 | 146 | 796.22
CU-*Z71*KR* / CS-*Z71*KR* | Panasonic | Non Ducted | Single Split System | 7.1 | 8 | ELIGIBLE | 24 | 81 | 644.34 | 27 | 146 | 796.22
CU-Z60UBRA / CS-Z60UD3RAW | Panasonic | Ducted | Single Split System | 5.6 | 7 | INELIGIBLE | 0 | 0 | 0 | 0 | 0 | 0
CU-Z25UBRA / CS-Z25UD3RAW | Panasonic | Ducted | Single Split System | 2.6 | 3.3 | ELIGIBLE | 9 | 76 | 300.94 | 10 | 103 | 358.5
CU-Z35UBRA / CS-Z35UD3RAW | Panasonic | Ducted | Single Split System | 3.7 | 4.2 | ELIGIBLE | 12 | 69 | 359.22 | 14 | 107 | 453.54
CU-Z50UBRA / CS-Z50UD3RAW | Panasonic | Ducted | Single Split System | 5 | 6.1 | ELIGIBLE | 17 | 63 | 463.72 | 20 | 114 | 597.4
U-160PZH3R5 / S-160PE3R | Panasonic | Ducted | Single Split System | 16 | 18 | ELIGIBLE | 47 | 89 | 1171.32 | 56 | 253 | 1586.66
U-160PZH3R8 / S-160PE3R | Panasonic | Ducted | Single Split System | 16 | 18 | ELIGIBLE | 47 | 89 | 1171.32 | 56 | 253 | 1586.66
U-224PZH3R8 / S-224PE4R | Panasonic | Ducted | Single Split System | 22.4 | 25 | INELIGIBLE | 0 | 0 | 0 | 0 | 0 | 0
U-180PZH3R5 / S-180PE4R | Panasonic | Ducted | Single Split System | 18 | 20 | ELIGIBLE | 56 | 52 | 1325.36 | 66 | 236 | 1789.16
U-180PZH3R8 / S-180PE4R | Panasonic | Ducted | Single Split System | 18 | 20 | ELIGIBLE | 56 | 52 | 1325.36 | 66 | 236 | 1789.16
U-200PZH3R8 / S-200PE4R | Panasonic | Ducted | Single Split System | 20 | 22.4 | ELIGIBLE | 59 | 133 | 1498.04 | 69 | 338 | 1989.14
U-180PZH2R8/S-180PE3R5B | PANASONIC | Ducted | Single Split System | 18 | 20 | INELIGIBLE | 0 | 0 | 0 | 0 | 0 | 0
U-200PZH2R8/S-200PE3R5B | PANASONIC | Ducted | Single Split System | 20 | 22.4 | INELIGIBLE | 0 | 0 | 0 | 0 | 0 | 0
U-224PZH2R8/S-224PE3R5B | PANASONIC | Ducted | Single Split System | 22.4 | 25 | INELIGIBLE | 0 | 0 | 0 | 0 | 0 | 0
U-180PE2R8A/S-180PE3R5B | PANASONIC | Ducted | Single Split System | 18 | 20 | INELIGIBLE | 0 | 0 | 0 | 0 | 0 | 0
U-200PE2R8A/S-200PE3R5B | PANASONIC | Ducted | Single Split System | 20 | 22.4 | INELIGIBLE | 0 | 0 | 0 | 0 | 0 | 0
U-224PE2R8A/S-224PE3R5B | PANASONIC | Ducted | Single Split System | 22.4 | 25 | INELIGIBLE | 0 | 0 | 0 | 0 | 0 | 0
CU-Z50XKR / CS-Z50XKRW | Panasonic | Non Ducted | Single Split System | 5 | 6 | ELIGIBLE | 16 | 12 | 374.96 | 18 | 58 | 479.68
CU-RZ50XKR / CS-RZ50XKRW | Panasonic | Non Ducted | Single Split System | 5 | 6 | ELIGIBLE | 16 | 12 | 374.96 | 18 | 58 | 479.68
CU-RZ50AKR / CS-RZ50AKRW | Panasonic | Non Ducted | Single Split System | 5 | 6 | ELIGIBLE | 16 | 12 | 374.96 | 18 | 58 | 479.68
CU-Z50AKR / CS-Z50AKRW | Panasonic | Non Ducted | Single Split System | 5 | 6 | ELIGIBLE | 16 | 12 | 374.96 | 18 | 58 | 479.68
CU-*Z50*KR / CS-*Z50*KRW | Panasonic | Non Ducted | Single Split System | 5 | 6 | ELIGIBLE | 16 | 12 | 374.96 | 18 | 58 | 479.68
CU-Z60XKR-1 / CS-Z60XKRW-1 | Panasonic | Non Ducted | Single Split System | 6 | 7.2 | ELIGIBLE | 20 | 57 | 523.3 | 23 | 112 | 662.18
CU-Z60AKR-1 / CS-Z60AKRW-1 | Panasonic | Non Ducted | Single Split System | 6 | 7.2 | ELIGIBLE | 20 | 57 | 523.3 | 23 | 112 | 662.18
CU-Z60*KR-1 / CS-Z60*KRW-1 | Panasonic | Non Ducted | Single Split System | 6 | 7.2 | ELIGIBLE | 20 | 57 | 523.3 | 23 | 112 | 662.18
CU-Z50XKR-1 / CS-Z50XKRW-1 | Panasonic | Non Ducted | Single Split System | 5 | 6 | ELIGIBLE | 18 | 71 | 496.58 | 20 | 117 | 601.3
CU-Z50AKR-1 / CS-Z50AKRW-1 | Panasonic | Non Ducted | Single Split System | 5 | 6 | ELIGIBLE | 18 | 71 | 496.58 | 20 | 117 | 601.3
CU-Z50*KR-1 / CS-Z50*KRW-1 | Panasonic | Non Ducted | Single Split System | 5 | 6 | ELIGIBLE | 18 | 71 | 496.58 | 20 | 117 | 601.3
CU-RZ60XKR / CS-RZ60XKRW | Panasonic | Non Ducted | Single Split System | 6 | 6.5 | ELIGIBLE | 19 | 3 | 430.64 | 22 | 58 | 569.52
CU-Z60XKR / CS-Z60XKRW | Panasonic | Non Ducted | Single Split System | 6 | 6.5 | ELIGIBLE | 19 | 3 | 430.64 | 22 | 58 | 569.52
CU-RZ60AKR / CS-RZ60AKRW | Panasonic | Non Ducted | Single Split System | 6 | 6.5 | ELIGIBLE | 19 | 3 | 430.64 | 22 | 58 | 569.52
CU-Z60AKR / CS-Z60AKRW | Panasonic | Non Ducted | Single Split System | 6 | 6.5 | ELIGIBLE | 19 | 3 | 430.64 | 22 | 58 | 569.52
CU-*Z60XKR / CS-*Z60XKRW | Panasonic | Non Ducted | Single Split System | 6 | 6.5 | ELIGIBLE | 19 | 3 | 430.64 | 22 | 58 | 569.52
CU-RZ71XKR / CS-RZ71XKRW | Panasonic | Non Ducted | Single Split System | 7.1 | 8 | ELIGIBLE | 23 | 42 | 571.18 | 26 | 107 | 723.06
CU-Z71XKR / CS-Z71XKRW | Panasonic | Non Ducted | Single Split System | 7.1 | 8 | ELIGIBLE | 23 | 42 | 571.18 | 26 | 107 | 723.06
CU-RZ71AKR / CS-RZ71AKRW | Panasonic | Non Ducted | Single Split System | 7.1 | 8 | ELIGIBLE | 23 | 42 | 571.18 | 26 | 107 | 723.06
CU-Z71AKR / CS-Z71AKRW | Panasonic | Non Ducted | Single Split System | 7.1 | 8 | ELIGIBLE | 23 | 42 | 571.18 | 26 | 107 | 723.06
CU-*Z71XKR / CS-*Z71XKRW | Panasonic | Non Ducted | Single Split System | 7.1 | 8 | ELIGIBLE | 23 | 42 | 571.18 | 26 | 107 | 723.06
CU-Z95AKR / CS-Z95AKR | Panasonic | Non Ducted | Single Split System | 9.5 | 10.3 | ELIGIBLE | 28 | 32 | 670.48 | 33 | 119 | 895.88
CU-RZ95AKR / CS-RZ95AKR | Panasonic | Non Ducted | Single Split System | 9.5 | 10.3 | ELIGIBLE | 28 | 32 | 670.48 | 33 | 119 | 895.88
CU-*Z95AKR / CS-*Z95AKR | Panasonic | Non Ducted | Single Split System | 9.5 | 10.3 | ELIGIBLE | 28 | 32 | 670.48 | 33 | 119 | 895.88
CU-Z20AKR / CS-Z20AKRW | Panasonic | Non Ducted | Single Split System | 2.05 | 2.8 | INELIGIBLE | 0 | 0 | 0 | 0 | 0 | 0
CU-Z35AKR / CS-Z35AKRW | Panasonic | Non Ducted | Single Split System | 3.5 | 4 | ELIGIBLE | 10 | 40 | 276.6 | 12 | 68 | 357.92
CU-RZ35AKR / CS-RZ35AKRW | Panasonic | Non Ducted | Single Split System | 3.5 | 4 | ELIGIBLE | 10 | 40 | 276.6 | 12 | 68 | 357.92
CU-*Z35AKR / CS-*Z35AKRW | Panasonic | Non Ducted | Single Split System | 3.5 | 4 | ELIGIBLE | 10 | 40 | 276.6 | 12 | 68 | 357.92
CU-Z42AKR / CS-Z42AKRW | Panasonic | Non Ducted | Single Split System | 4.2 | 5 | ELIGIBLE | 14 | 36 | 361.24 | 16 | 75 | 456.86
CU-RZ42AKR / CS-RZ42AKRW | Panasonic | Non Ducted | Single Split System | 4.2 | 5 | ELIGIBLE | 14 | 36 | 361.24 | 16 | 75 | 456.86
CU-*Z42AKR / CS-*Z42AKRW | Panasonic | Non Ducted | Single Split System | 4.2 | 5 | ELIGIBLE | 14 | 36 | 361.24 | 16 | 75 | 456.86
CU-Z25AKR / CS-Z25AKRW | Panasonic | Non Ducted | Single Split System | 2.5 | 3 | ELIGIBLE | 7 | 30 | 196.22 | 8 | 50 | 244.68
CU-RZ25AKR / CS-RZ25AKRW | Panasonic | Non Ducted | Single Split System | 2.5 | 3 | ELIGIBLE | 7 | 30 | 196.22 | 8 | 50 | 244.68
CU-*Z25AKR / CS-*Z25AKRW | Panasonic | Non Ducted | Single Split System | 2.5 | 3 | ELIGIBLE | 7 | 30 | 196.22 | 8 | 50 | 244.68
CU-Z25AKR-1 / CS-Z25AKRW-1 | Panasonic | Non Ducted | Single Split System | 2.5 | 3.2 | ELIGIBLE | 7 | 30 | 196.22 | 9 | 50 | 267.14
CU-Z25UBRA / CS-Z25UFRAW | Panasonic | Non Ducted | Single Split System | 2.5 | 3.4 | INELIGIBLE | 0 | 0 | 0 | 0 | 0 | 0
CU-Z35UBRA / CS-Z35UFRAW | Panasonic | Non Ducted | Single Split System | 3.5 | 4.3 | INELIGIBLE | 0 | 0 | 0 | 0 | 0 | 0
CU-Z50UBRA / CS-Z50UFRAW | Panasonic | Non Ducted | Single Split System | 5 | 5.6 | ELIGIBLE | 15 | 54 | 407.1 | 18 | 99 | 532.98
CU-QZ71BKR/CS-QZ71BKR | Panasonic | Non Ducted | Single Split System | 7 | 7.5 | ELIGIBLE | 20 | 18 | 472.6 | 24 | 81 | 644.34
CU-QZ50BKR/CS-QZ50BKR | Panasonic | Non Ducted | Single Split System | 5 | 5.4 | INELIGIBLE | 0 | 0 | 0 | 0 | 0 | 0
CU-QZ35BKR/CS-QZ35BKR | Panasonic | Non Ducted | Single Split System | 3.5 | 4 | INELIGIBLE | 0 | 0 | 0 | 0 | 0 | 0
CU-QZ25BKR/CS-QZ25BKR | Panasonic | Non Ducted | Single Split System | 2.5 | 2.795 | INELIGIBLE | 0 | 0 | 0 | 0 | 0 | 0
CU-RZ71AKR / S-71PK4R | Panasonic | Non Ducted | Single Split System | 7.1 | 8 | ELIGIBLE | 23 | 42 | 571.18 | 26 | 107 | 723.06
CU-RZ25AKR / S-25PK4R | Panasonic | Non Ducted | Single Split System | 2.5 | 3 | INELIGIBLE | 0 | 0 | 0 | 0 | 0 | 0
CU-RZ50AKR / S-50PK4R | Panasonic | Non Ducted | Single Split System | 5 | 6 | INELIGIBLE | 0 | 0 | 0 | 0 | 0 | 0
CU-RZ95AKR / S-100PK4R | Panasonic | Non Ducted | Single Split System | 8.8 | 9 | ELIGIBLE | 25 | 24 | 592.7 | 29 | 104 | 786.54
U-100PZ4R8 / S-100PK4R | Panasonic | Non Ducted | Single Split System | 9 | 9 | INELIGIBLE | 0 | 0 | 0 | 0 | 0 | 0
U-71PZH3R5 / S-71PE4R | Panasonic | Ducted | Single Split System | 7.1 | 8 | ELIGIBLE | 24 | 86 | 650.84 | 28 | 158 | 834.28
U-100PZH3R5 / S-100PE4R | Panasonic | Ducted | Single Split System | 10 | 12.5 | ELIGIBLE | 37 | 173 | 1055.92 | 43 | 276 | 1324.58
U-125PZH3R5 / S-125PE4R | Panasonic | Ducted | Single Split System | 12.5 | 14 | ELIGIBLE | 44 | 217 | 1270.34 | 50 | 345 | 1571.5
U-140PZH3R5 / S-140PE4R | Panasonic | Ducted | Single Split System | 14 | 16 | ELIGIBLE | 47 | 108 | 1196.02 | 54 | 252 | 1540.44
U-100PZH3R8 / S-100PE4R | Panasonic | Ducted | Single Split System | 10 | 12.5 | ELIGIBLE | 37 | 173 | 1055.92 | 43 | 276 | 1324.58
U-125PZH3R8 / S-125PE4R | Panasonic | Ducted | Single Split System | 12.5 | 14 | ELIGIBLE | 44 | 217 | 1270.34 | 50 | 345 | 1571.5
U-140PZH3R8 / S-140PE4R | Panasonic | Ducted | Single Split System | 14 | 16 | ELIGIBLE | 47 | 108 | 1196.02 | 54 | 252 | 1540.44
U-60PZ4R5 / S-6071PU3E | Panasonic | Non Ducted | Single Split System | 6 | 6 | ELIGIBLE | 19 | 86 | 538.54 | 22 | 141 | 677.42
U-60PZ4R5 / S-6071PF3E | Panasonic | Ducted | Single Split System | 5.7 | 5.7 | ELIGIBLE | 17 | 55 | 453.32 | 20 | 114 | 597.4
U-60PZ4R5 / S-6071PT3E | Panasonic | Non Ducted | Single Split System | 6 | 6 | ELIGIBLE | 18 | 86 | 516.08 | 20 | 141 | 632.5
U-60PZ4R5 / S-60PY3E | Panasonic | Non Ducted | Single Split System | 6 | 6 | INELIGIBLE | 0 | 0 | 0 | 0 | 0 | 0
U-71PZ4R5 / S-6071PU3E | Panasonic | Non Ducted | Single Split System | 7.1 | 7.1 | ELIGIBLE | 21 | 51 | 537.96 | 24 | 116 | 689.84
U-71PZ4R5 / S-6071PF3E | Panasonic | Ducted | Single Split System | 6.8 | 6.8 | ELIGIBLE | 20 | 45 | 507.7 | 24 | 115 | 688.54
U-71PZ4R5 / S-6071PT3E | Panasonic | Non Ducted | Single Split System | 6.8 | 6.8 | ELIGIBLE | 20 | 68 | 537.6 | 23 | 130 | 685.58
U-100PZ4R5 / S-1014PU3E | Panasonic | Non Ducted | Single Split System | 10 | 10 | ELIGIBLE | 34 | 179 | 996.34 | 39 | 282 | 1242.54
U-100PZ4R8 / S-1014PU3E | Panasonic | Non Ducted | Single Split System | 10 | 10 | ELIGIBLE | 33 | 179 | 973.88 | 38 | 282 | 1220.08
U-100PZ4R5 / S-1014PF3E | Panasonic | Ducted | Single Split System | 9.5 | 9.5 | ELIGIBLE | 29 | 119 | 806.04 | 34 | 217 | 1045.74
U-100PZ4R8 / S-1014PF3E | Panasonic | Ducted | Single Split System | 9.5 | 9.5 | ELIGIBLE | 29 | 119 | 806.04 | 33 | 217 | 1023.28
U-100PZ4R5 / S-1014PT3E | Panasonic | Non Ducted | Single Split System | 10 | 10 | ELIGIBLE | 32 | 141 | 902.02 | 37 | 243 | 1146.92
U-100PZ4R8 / S-1014PT3E | Panasonic | Non Ducted | Single Split System | 10 | 10 | ELIGIBLE | 31 | 141 | 879.56 | 36 | 243 | 1124.46
U-125PZ4R5 / S-1014PU3E | Panasonic | Non Ducted | Single Split System | 12.5 | 12.5 | ELIGIBLE | 40 | 160 | 1106.4 | 46 | 288 | 1407.56
U-125PZ4R8 / S-1014PU3E | Panasonic | Non Ducted | Single Split System | 12.5 | 12.5 | ELIGIBLE | 40 | 160 | 1106.4 | 46 | 288 | 1407.56
U-125PZ4R5 / S-1014PF3E | Panasonic | Ducted | Single Split System | 12.1 | 12.1 | ELIGIBLE | 35 | 101 | 917.4 | 41 | 225 | 1213.36
U-125PZ4R8 / S-1014PF3E | Panasonic | Ducted | Single Split System | 12.1 | 12.1 | ELIGIBLE | 35 | 101 | 917.4 | 41 | 225 | 1213.36
U-125PZ4R5 / S-1014PT3E | Panasonic | Non Ducted | Single Split System | 12.5 | 12.5 | ELIGIBLE | 37 | 80 | 935.02 | 44 | 208 | 1258.64
U-125PZ4R8 / S-1014PT3E | Panasonic | Non Ducted | Single Split System | 12.5 | 12.5 | ELIGIBLE | 37 | 80 | 935.02 | 44 | 208 | 1258.64
U-140PZ4R5 / S-1014PU3E | Panasonic | Non Ducted | Single Split System | 14 | 14 | ELIGIBLE | 43 | 52 | 1033.38 | 51 | 195 | 1398.96
U-140PZ4R8 / S-1014PU3E | Panasonic | Non Ducted | Single Split System | 14 | 14 | ELIGIBLE | 43 | 52 | 1033.38 | 51 | 195 | 1398.96
U-140PZ4R5 / S-1014PF3E | Panasonic | Ducted | Single Split System | 13.4 | 13.4 | ELIGIBLE | 39 | 95 | 999.44 | 45 | 232 | 1312.3
U-140PZ4R8 / S-1014PF3E | Panasonic | Ducted | Single Split System | 13.4 | 13.4 | ELIGIBLE | 39 | 95 | 999.44 | 45 | 232 | 1312.3
U-140PZ4R5 / S-1014PT3E | Panasonic | Non Ducted | Single Split System | 13.6 | 14 | ELIGIBLE | 40 | 19 | 923.1 | 47 | 159 | 1262.32
U-140PZ4R8 / S-1014PT3E | Panasonic | Non Ducted | Single Split System | 13.6 | 14 | ELIGIBLE | 40 | 19 | 923.1 | 47 | 159 | 1262.32
U-160PZH3R8 / S-160PE4RA | Panasonic | Ducted | Single Split System | 16 | 18 | ELIGIBLE | 51 | 92 | 1265.06 | 60 | 256 | 1680.4
U-160PZH3R8 / S-160PE4R | Panasonic | Ducted | Single Split System | 16 | 18 | ELIGIBLE | 51 | 92 | 1265.06 | 60 | 256 | 1680.4
U-160PZH3R8 / S-160PE4RN | Panasonic | Ducted | Single Split System | 16 | 18 | ELIGIBLE | 51 | 92 | 1265.06 | 60 | 256 | 1680.4
U-160PZH3R8 / S-160PE4* | Panasonic | Ducted | Single Split System | 16 | 18 | ELIGIBLE | 51 | 92 | 1265.06 | 60 | 256 | 1680.4
U-160PZH3R5 / S-160PE4RA | Panasonic | Ducted | Single Split System | 16 | 18 | ELIGIBLE | 51 | 92 | 1265.06 | 60 | 256 | 1680.4
U-160PZH3R5 / S-160PE4R | Panasonic | Ducted | Single Split System | 16 | 18 | ELIGIBLE | 51 | 92 | 1265.06 | 60 | 256 | 1680.4
U-160PZH3R5 / S-160PE4RN | Panasonic | Ducted | Single Split System | 16 | 18 | ELIGIBLE | 51 | 92 | 1265.06 | 60 | 256 | 1680.4
U-160PZH3R5 / S-160PE4* | Panasonic | Ducted | Single Split System | 16 | 18 | ELIGIBLE | 51 | 92 | 1265.06 | 60 | 256 | 1680.4
U-140PZ4R5 / S-140PE4RN | Panasonic | Ducted | Single Split System | 14 | 14 | ELIGIBLE | 39 | 61 | 955.24 | 46 | 204 | 1298.36
U-140PZ4R5 / S-140PE4* | Panasonic | Ducted | Single Split System | 14 | 14 | ELIGIBLE | 39 | 61 | 955.24 | 46 | 204 | 1298.36
U-140PZ4R5 / S-140PE4R | Panasonic | Ducted | Single Split System | 14 | 14 | ELIGIBLE | 39 | 61 | 955.24 | 46 | 204 | 1298.36
U-140PZ4R8 / S-140PE4* | Panasonic | Ducted | Single Split System | 14 | 14 | ELIGIBLE | 39 | 61 | 955.24 | 46 | 204 | 1298.36
U-140PZ4R8 / S-140PE4R | Panasonic | Ducted | Single Split System | 14 | 14 | ELIGIBLE | 39 | 61 | 955.24 | 46 | 204 | 1298.36
U-140PZ4R8 / S-140PE4RN | Panasonic | Ducted | Single Split System | 14 | 14 | ELIGIBLE | 39 | 61 | 955.24 | 46 | 204 | 1298.36
U-125PZ4R8 / S-125PE4R | Panasonic | Ducted | Single Split System | 12.5 | 12.5 | ELIGIBLE | 38 | 151 | 1049.78 | 44 | 280 | 1352.24
U-125PZ4R8 / S-125PE4RN | Panasonic | Ducted | Single Split System | 12.5 | 12.5 | ELIGIBLE | 38 | 151 | 1049.78 | 44 | 280 | 1352.24
U-125PZ4R8 / S-125PE4* | Panasonic | Ducted | Single Split System | 12.5 | 12.5 | ELIGIBLE | 38 | 151 | 1049.78 | 44 | 280 | 1352.24
U-125PZ4R5 / S-125PE4R | Panasonic | Ducted | Single Split System | 12.5 | 12.5 | ELIGIBLE | 38 | 151 | 1049.78 | 44 | 280 | 1352.24
U-125PZ4R5 / S-125PE4RN | Panasonic | Ducted | Single Split System | 12.5 | 12.5 | ELIGIBLE | 38 | 151 | 1049.78 | 44 | 280 | 1352.24
U-125PZ4R5 / S-125PE4* | Panasonic | Ducted | Single Split System | 12.5 | 12.5 | ELIGIBLE | 38 | 151 | 1049.78 | 44 | 280 | 1352.24
U-100PZ4R8 / S-100PE4R | Panasonic | Ducted | Single Split System | 10 | 10 | ELIGIBLE | 39 | 96 | 1000.74 | 44 | 199 | 1246.94
U-100PZ4R8 / S-100PE4RN | Panasonic | Ducted | Single Split System | 10 | 10 | ELIGIBLE | 39 | 96 | 1000.74 | 44 | 199 | 1246.94
U-100PZ4R8 / S-100PE4* | Panasonic | Ducted | Single Split System | 10 | 10 | ELIGIBLE | 39 | 96 | 1000.74 | 44 | 199 | 1246.94
U-100PZ4R5 / S-100PE4* | Panasonic | Ducted | Single Split System | 9.5 | 10 | INELIGIBLE | 0 | 0 | 0 | 0 | 0 | 0
U-100PZ4R5 / S-100PE4R | Panasonic | Ducted | Single Split System | 9.5 | 10 | INELIGIBLE | 0 | 0 | 0 | 0 | 0 | 0
U-100PZ4R5 / S-100PE4RN | Panasonic | Ducted | Single Split System | 9.5 | 10 | INELIGIBLE | 0 | 0 | 0 | 0 | 0 | 0
U-71PZ4R5 / S-71PE4R | Panasonic | Ducted | Single Split System | 7.1 | 7.1 | ELIGIBLE | 20 | 32 | 490.8 | 24 | 105 | 675.54
U-60PZ4R5 / S-60PE4R | Panasonic | Ducted | Single Split System | 6 | 6 | ELIGIBLE | 17 | 28 | 418.22 | 20 | 89 | 564.9
U-71PZ3R5 / S-6071PU3E | Panasonic | Non Ducted | Single Split System | 7.1 | 7.1 | ELIGIBLE | 21 | 34 | 515.86 | 24 | 98 | 666.44
U-71PZ3R5 / S-6071PF3E | Panasonic | Ducted | Single Split System | 6.8 | 6.8 | ELIGIBLE | 20 | 15 | 468.7 | 23 | 85 | 627.08
U-60PZ3R5 / S-6071PU3E | Panasonic | Non Ducted | Single Split System | 6 | 6 | ELIGIBLE | 19 | 86 | 538.54 | 22 | 141 | 677.42
U-60PZ3R5 / S-6071PF3E | Panasonic | Ducted | Single Split System | 5.7 | 5.7 | ELIGIBLE | 18 | 67 | 491.38 | 21 | 126 | 635.46
U-50PZ3R5 / S-3650PF3E | Panasonic | Ducted | Single Split System | 4.6 | 5 | ELIGIBLE | 14 | 13 | 331.34 | 16 | 60 | 437.36
U-36PZ3R5 / S-3650PF3E | Panasonic | Ducted | Single Split System | 3.4 | 3.6 | ELIGIBLE | 10 | 58 | 300 | 12 | 93 | 390.42
U-140PZ3R8 / S-1014PF3E | Panasonic | Ducted | Single Split System | 13.4 | 13.4 | INELIGIBLE | 0 | 0 | 0 | 0 | 0 | 0
U-140PZ3R8 / S-1014PU3E | Panasonic | Non Ducted | Single Split System | 14 | 14 | ELIGIBLE | 43 | 52 | 1033.38 | 50 | 195 | 1376.5
U-125PZ3R8 / S-1014PF3E | Panasonic | Ducted | Single Split System | 12.1 | 12.1 | INELIGIBLE | 0 | 0 | 0 | 0 | 0 | 0
U-125PZ3R8 / S-1014PU3E | Panasonic | Non Ducted | Single Split System | 12.5 | 12.5 | ELIGIBLE | 40 | 160 | 1106.4 | 46 | 288 | 1407.56
U-100PZ3R8 / S-1014PF3E | Panasonic | Ducted | Single Split System | 9.5 | 9.5 | ELIGIBLE | 29 | 119 | 806.04 | 33 | 217 | 1023.28
U-100PZ3R8 / S-1014PU3E | Panasonic | Non Ducted | Single Split System | 10 | 10 | ELIGIBLE | 33 | 179 | 973.88 | 38 | 282 | 1220.08
U-140PZ3R5 / S-1014PF3E | Panasonic | Ducted | Single Split System | 13.4 | 13.4 | ELIGIBLE | 38 | 24 | 884.68 | 45 | 161 | 1220
U-140PZ3R5 / S-1014PU3E | Panasonic | Non Ducted | Single Split System | 14 | 14 | ELIGIBLE | 43 | 52 | 1033.38 | 50 | 195 | 1376.5
U-125PZ3R5 / S-1014PU3E | Panasonic | Non Ducted | Single Split System | 12.5 | 12.5 | ELIGIBLE | 40 | 160 | 1106.4 | 46 | 288 | 1407.56
U-100PZ3R5 / S-1014PF3E | Panasonic | Ducted | Single Split System | 9.5 | 9.5 | ELIGIBLE | 29 | 119 | 806.04 | 33 | 217 | 1023.28
U-100PZ3R5 / S-1014PU3E | Panasonic | Non Ducted | Single Split System | 10 | 10 | ELIGIBLE | 33 | 179 | 973.88 | 38 | 282 | 1220.08
U-125PZ3R5 / S-1014PF3E | Panasonic | Ducted | Single Split System | 12.1 | 12.1 | ELIGIBLE | 35 | 101 | 917.4 | 41 | 225 | 1213.36
HPR-09A2 | PIONEER INTERNATIONAL | Non Ducted | Single Split System | 2.5 | 2.6 | ELIGIBLE | 7 | 15 | 176.72 | 8 | 35 | 225.18
HPR-12A2 | PIONEER INTERNATIONAL | Non Ducted | Single Split System | 3.5 | 3.6 | ELIGIBLE | 9 | 7 | 211.24 | 11 | 35 | 292.56
HPR-18A2 | PIONEER INTERNATIONAL | Non Ducted | Single Split System | 5 | 5.1 | ELIGIBLE | 15 | 3 | 340.8 | 17 | 49 | 445.52
HPR-24A2 | PIONEER INTERNATIONAL | Non Ducted | Single Split System | 6.7 | 7 | ELIGIBLE | 21 | 38 | 521.06 | 24 | 99 | 667.74
VPC-36A1/CPE-36A1 | PIONEER INTERNATIONAL | Ducted | Single Split System | 10 | 10 | INELIGIBLE | 0 | 0 | 0 | 0 | 0 | 0
VPC-36A1 | PIONEER INTERNATIONAL | Ducted | Single Split System | 10 | 10 | INELIGIBLE | 0 | 0 | 0 | 0 | 0 | 0
VPC-36A1/VPE-36A1 | PIONEER INTERNATIONAL | Ducted | Single Split System | 10 | 10 | INELIGIBLE | 0 | 0 | 0 | 0 | 0 | 0
VPC-48A1/CPE-48A1 | PIONEER INTERNATIONAL | Ducted | Single Split System | 14 | 14 | ELIGIBLE | 42 | 271 | 1295.62 | 50 | 415 | 1662.5
VPC-48A1 | PIONEER INTERNATIONAL | Ducted | Single Split System | 14 | 14 | ELIGIBLE | 42 | 271 | 1295.62 | 50 | 415 | 1662.5
VPC-48A1/VPE-48A1 | PIONEER INTERNATIONAL | Ducted | Single Split System | 14 | 14 | ELIGIBLE | 42 | 271 | 1295.62 | 50 | 415 | 1662.5
VPE-60A1/VPC-60D1 | PIONEER INTERNATIONAL | Ducted | Single Split System | 16.29 | 16 | ELIGIBLE | 44 | 185 | 1228.74 | 52 | 352 | 1625.52
CPE-60A1/VPC-60D1 | PIONEER INTERNATIONAL | Ducted | Single Split System | 16.29 | 16 | ELIGIBLE | 44 | 185 | 1228.74 | 52 | 352 | 1625.52
VPC-60D1/VPE-60A1/CPE-60A1 | PIONEER INTERNATIONAL | Ducted | Single Split System | 16.29 | 16 | ELIGIBLE | 44 | 185 | 1228.74 | 52 | 352 | 1625.52
PC35RWF | POLO | Non Ducted | Portable | 3.5 | 3 | INELIGIBLE | 0 | 0 | 0 | 0 | 0 | 0
PRO-52ITW | PROMA | Non Ducted | Single Split System | 5.25 | 5.4 | INELIGIBLE | 0 | 0 | 0 | 0 | 0 | 0
PRO-35ITP | PROMA | Non Ducted | Single Split System | 3.5 | 4.5 | INELIGIBLE | 0 | 0 | 0 | 0 | 0 | 0
PRO-72ITP | PROMA | Non Ducted | Single Split System | 7.2 | 7.2 | ELIGIBLE | 21 | 99 | 600.36 | 24 | 165 | 753.54
PRO-26ITP | PROMA | Non Ducted | Single Split System | 2.64 | 4.05 | INELIGIBLE | 0 | 0 | 0 | 0 | 0 | 0
PRO-52ITP | PROMA | Non Ducted | Single Split System | 5.2 | 5.2 | ELIGIBLE | 15 | 63 | 418.8 | 17 | 111 | 526.12
WAC27 | RAPTA | Non Ducted | Window Wall | 2.7 | 2.4 | INELIGIBLE | 0 | 0 | 0 | 0 | 0 | 0
HMGLRIDGE | RIDGE | Non Ducted | Single Split System | 7.2 | 7.2 | ELIGIBLE | 21 | 96 | 596.46 | 24 | 161 | 748.34
HSNRQ25B | Rinnai | Non Ducted | Single Split System | 2.5 | 2.5 | ELIGIBLE | 5 | 46 | 172.1 | 6 | 66 | 220.56
HSNRQ35B | Rinnai | Non Ducted | Single Split System | 3.4 | 3.5 | ELIGIBLE | 7 | 56 | 230.02 | 8 | 83 | 287.58
HSNRQ50B | Rinnai | Non Ducted | Single Split System | 5.2 | 5.2 | ELIGIBLE | 12 | 123 | 429.42 | 14 | 170 | 535.44
HSNRQ70B | Rinnai | Non Ducted | Single Split System | 7.03 | 7.03 | ELIGIBLE | 13 | 94 | 414.18 | 17 | 158 | 587.22
HSNRQ80B | Rinnai | Non Ducted | Single Split System | 8 | 8.4 | INELIGIBLE | 0 | 0 | 0 | 0 | 0 | 0
DINLU10Z7/DONSC10Z7 | Rinnai | Ducted | Packaged | 10.125 | 0 | INELIGIBLE | 0 | 0 | 0 | 0 | 0 | 0
HSNRG51A11 | Rinnai | Non Ducted | Single Split System | 4.925 | 5.5 | INELIGIBLE | 0 | 0 | 0 | 0 | 0 | 0
DSNR07A12 | Rinnai | Ducted | Single Split System | 7 | 7.5 | INELIGIBLE | 0 | 0 | 0 | 0 | 0 | 0
DSNR10A12 | Rinnai | Ducted | Single Split System | 10 | 10.5 | INELIGIBLE | 0 | 0 | 0 | 0 | 0 | 0
DSNR12A12 | Rinnai | Ducted | Single Split System | 13.8 | 14.5 | INELIGIBLE | 0 | 0 | 0 | 0 | 0 | 0
HONRJ35B / HINRJ35B | Rinnai | Non Ducted | Single Split System | 3.5 | 4 | INELIGIBLE | 0 | 0 | 0 | 0 | 0 | 0
HONRJ50B / HINRJ50B | Rinnai | Non Ducted | Single Split System | 5.2 | 5.2 | ELIGIBLE | 16 | 99 | 488.06 | 18 | 146 | 594.08
HONRJ70B / HINRJ70B | Rinnai | Non Ducted | Single Split System | 7.04 | 8.2 | INELIGIBLE | 0 | 0 | 0 | 0 | 0 | 0
HONRJ25B / HINRJ25B | Rinnai | Non Ducted | Single Split System | 2.64 | 2.9 | ELIGIBLE | 8 | 56 | 252.48 | 9 | 77 | 302.24
HSNRP20 | RINNAI | Non Ducted | Single Split System | 2 | 2.25 | ELIGIBLE | 6 | 34 | 178.96 | 7 | 50 | 222.22
HSNRP80 | RINNAI | Non Ducted | Single Split System | 8 | 8.5 | INELIGIBLE | 0 | 0 | 0 | 0 | 0 | 0
HSNRP35 | RINNAI | Non Ducted | Single Split System | 3.55 | 4 | ELIGIBLE | 10 | 44 | 281.8 | 12 | 72 | 363.12
HSNRP50 | RINNAI | Non Ducted | Single Split System | 5 | 5.2 | ELIGIBLE | 15 | 74 | 433.1 | 17 | 120 | 537.82
HSNRP60 | RINNAI | Non Ducted | Single Split System | 6 | 6.2 | INELIGIBLE | 0 | 0 | 0 | 0 | 0 | 0
HSNRP70 | RINNAI | Non Ducted | Single Split System | 7 | 7.5 | ELIGIBLE | 21 | 66 | 557.46 | 24 | 130 | 708.04
HSNRP26 | RINNAI | Non Ducted | Single Split System | 2.65 | 2.7 | ELIGIBLE | 8 | 57 | 253.78 | 9 | 78 | 303.54
HONRT25B / HINRT25B | Rinnai | Non Ducted | Single Split System | 2.64 | 2.9 | ELIGIBLE | 8 | 56 | 252.48 | 9 | 77 | 302.24
HONRT35B / HINRT35B | Rinnai | Non Ducted | Single Split System | 3.5 | 4 | INELIGIBLE | 0 | 0 | 0 | 0 | 0 | 0
HONRT50B / HINRT50B | Rinnai | Non Ducted | Single Split System | 5.2 | 5.2 | ELIGIBLE | 16 | 99 | 488.06 | 18 | 146 | 594.08
HONRT70B / HINRT70B | Rinnai | Non Ducted | Single Split System | 7.04 | 8.2 | INELIGIBLE | 0 | 0 | 0 | 0 | 0 | 0
HONRT80B / HINRT80B | Rinnai | Non Ducted | Single Split System | 8 | 8.4 | INELIGIBLE | 0 | 0 | 0 | 0 | 0 | 0
DONSGHW18Z2/DINLR17Z72 | RINNAI | Ducted | Single Split System | 17 | 17.5 | ELIGIBLE | 54 | 97 | 1338.94 | 62 | 271 | 1744.82
DONSR17Z72/DINLR17Z72 | RINNAI | Ducted | Single Split System | 17 | 17.5 | ELIGIBLE | 54 | 97 | 1338.94 | 62 | 271 | 1744.82
DONSR17Z72 | RINNAI | Ducted | Single Split System | 17 | 17.5 | ELIGIBLE | 54 | 97 | 1338.94 | 62 | 271 | 1744.82
DONSR07B1/DINLR07B1 | RINNAI | Ducted | Single Split System | 7.3 | 7.5 | ELIGIBLE | 24 | 75 | 636.54 | 28 | 150 | 823.88
DONSR09B1/DINLR09B1 | RINNAI | Ducted | Single Split System | 9 | 10 | ELIGIBLE | 32 | 104 | 853.92 | 36 | 196 | 1063.36
DONSR11B1/DINLR11B1 | RINNAI | Ducted | Single Split System | 10.5 | 11.5 | ELIGIBLE | 37 | 85 | 941.52 | 42 | 192 | 1192.92
DONSR13B1/DINLR13B1 | RINNAI | Ducted | Single Split System | 12.5 | 13 | ELIGIBLE | 41 | 157 | 1124.96 | 48 | 285 | 1448.58
DONSR15B1/DINLR15B1 | RINNAI | Ducted | Single Split System | 14 | 14.5 | ELIGIBLE | 45 | 93 | 1131.6 | 52 | 237 | 1476.02
DONSR18B1/DINLR18B1 | RINNAI | Ducted | Single Split System | 17 | 18 | ELIGIBLE | 55 | 69 | 1325 | 64 | 243 | 1753.34
HSNRP26B | RINNAI | Non Ducted | Single Split System | 2.65 | 2.7 | ELIGIBLE | 8 | 57 | 253.78 | 9 | 78 | 303.54
HSNRP35B | RINNAI | Non Ducted | Single Split System | 3.5 | 3.8 | ELIGIBLE | 10 | 49 | 288.3 | 12 | 77 | 369.62
HSNRP50B | RINNAI | Non Ducted | Single Split System | 5 | 5.4 | ELIGIBLE | 16 | 80 | 463.36 | 18 | 126 | 568.08
HSNRP60B | RINNAI | Non Ducted | Single Split System | 6 | 6.5 | ELIGIBLE | 19 | 33 | 469.64 | 21 | 88 | 586.06
HSNRP70B | RINNAI | Non Ducted | Single Split System | 7.15 | 7.8 | ELIGIBLE | 22 | 89 | 609.82 | 26 | 154 | 784.16
HSNRP80B | RINNAI | Non Ducted | Single Split System | 7.8 | 8.3 | ELIGIBLE | 23 | 65 | 601.08 | 27 | 137 | 784.52
DONSR07Z72/DINLR07Z72 | Rinnai | Ducted | Single Split System | 7 | 8 | INELIGIBLE | 0 | 0 | 0 | 0 | 0 | 0
DONSR10Z72/ DINLR10Z72 | Rinnai | Ducted | Single Split System | 10.5 | 10.5 | ELIGIBLE | 31 | 61 | 775.56 | 36 | 169 | 1028.26
DONSR12Z72/DINLR12Z72 | Rinnai | Ducted | Single Split System | 13 | 15 | ELIGIBLE | 44 | 121 | 1145.54 | 51 | 254 | 1475.66
DONSR14Z72/ DINLR14Z72 | Rinnai | Ducted | Single Split System | 14.5 | 17 | INELIGIBLE | 0 | 0 | 0 | 0 | 0 | 0
DONSR11B1/DINLR11B1 | RINNAI | Ducted | Single Split System | 10.5 | 11.5 | ELIGIBLE | 37 | 85 | 941.52 | 42 | 192 | 1192.92
DONSR18B1/DINLR18B1 | RINNAI | Ducted | Single Split System | 17 | 18 | ELIGIBLE | 55 | 69 | 1325 | 64 | 243 | 1753.34
DONSR07B1/DINLR07B1 | RINNAI | Ducted | Single Split System | 7.3 | 7.5 | ELIGIBLE | 24 | 75 | 636.54 | 28 | 150 | 823.88
DONSR09B1/DINLR09B1 | RINNAI | Ducted | Single Split System | 9 | 10 | ELIGIBLE | 32 | 104 | 853.92 | 36 | 196 | 1063.36
DONSR11B1/DINLR11B1 | RINNAI | Ducted | Single Split System | 10.5 | 11.5 | ELIGIBLE | 37 | 85 | 941.52 | 42 | 192 | 1192.92
DONSR18B1/DINLR18B1 | RINNAI | Ducted | Single Split System | 17 | 18 | ELIGIBLE | 55 | 69 | 1325 | 64 | 243 | 1753.34
RPC35PDRWF | Rinnai | Non Ducted | Portable | 3.5 | 3 | INELIGIBLE | 0 | 0 | 0 | 0 | 0 | 0
FSNRP50B | RINNAI | Non Ducted | Single Split System | 4.9 | 5.5 | ELIGIBLE | 16 | 53 | 428.26 | 18 | 98 | 531.68
HONRP50B / FINRP50MBNZ | Rinnai | Non Ducted | Single Split System | 4.7 | 5.2 | ELIGIBLE | 15 | 5 | 343.4 | 17 | 48 | 444.22
HONRJ80B / HINRJ80B | Rinnai | Non Ducted | Single Split System | 8 | 8.4 | INELIGIBLE | 0 | 0 | 0 | 0 | 0 | 0
HONRJX25/HINRJX25 | Rinnai | Non Ducted | Single Split System | 2.65 | 2.7 | ELIGIBLE | 8 | 60 | 257.68 | 9 | 82 | 308.74
HONRJX35/HINRJX35 | Rinnai | Non Ducted | Single Split System | 3.55 | 3.8 | ELIGIBLE | 10 | 53 | 293.5 | 12 | 81 | 374.82
HONRJX70/HINRJX70 | Rinnai | Non Ducted | Single Split System | 7.04 | 7.5 | ELIGIBLE | 22 | 99 | 622.82 | 25 | 163 | 773.4
HONRJX80/HINRJX80 | Rinnai | Non Ducted | Single Split System | 8 | 8.5 | INELIGIBLE | 0 | 0 | 0 | 0 | 0 | 0
HSNRTX20 | Rinnai | Non Ducted | Single Split System | 2.05 | 2.37 | ELIGIBLE | 6 | 35 | 180.26 | 7 | 51 | 223.52
HSNRTX25 | Rinnai | Non Ducted | Single Split System | 2.5 | 2.795 | ELIGIBLE | 7 | 42 | 211.82 | 8 | 62 | 260.28
HSNRTX35 | Rinnai | Non Ducted | Single Split System | 3.5 | 4 | ELIGIBLE | 10 | 31 | 264.9 | 12 | 59 | 346.22
HSNRTX50 | Rinnai | Non Ducted | Single Split System | 5 | 5.54 | ELIGIBLE | 16 | 63 | 441.26 | 19 | 109 | 568.44
HSNRTX60 | Rinnai | Non Ducted | Single Split System | 6 | 6.5 | ELIGIBLE | 18 | 38 | 453.68 | 21 | 92 | 591.26
HSNRTX70 | Rinnai | Non Ducted | Single Split System | 7 | 7.5 | ELIGIBLE | 21 | 48 | 534.06 | 25 | 112 | 707.1
HSNRTX80 | Rinnai | Non Ducted | Single Split System | 7.65 | 8.2 | ELIGIBLE | 23 | 30 | 555.58 | 26 | 99 | 712.66
HSNRTX90 | Rinnai | Non Ducted | Single Split System | 9 | 9.5 | ELIGIBLE | 28 | 62 | 709.48 | 32 | 144 | 905.92
DONSR07B1LA/DINLR07B1A | Rinnai | Ducted | Single Split System | 7.3 | 7.5 | ELIGIBLE | 24 | 64 | 622.24 | 28 | 138 | 808.28
DONSR09B1LA/DINLR09B1A | Rinnai | Ducted | Single Split System | 9 | 10.5 | ELIGIBLE | 32 | 86 | 830.52 | 37 | 179 | 1063.72
DONSR11B1LA/DINLR11B1A | Rinnai | Ducted | Single Split System | 10.5 | 12.5 | ELIGIBLE | 38 | 71 | 945.78 | 44 | 179 | 1220.94
HONRPX25/HINRPX25M | Rinnai | Non Ducted | Single Split System | 2.6 | 3.25 | ELIGIBLE | 9 | 65 | 286.64 | 10 | 85 | 335.1
HONRPX35/HINRPX35M | Rinnai | Non Ducted | Single Split System | 3.5 | 3.8 | ELIGIBLE | 10 | 45 | 283.1 | 12 | 73 | 364.42
HONRPX50/HINRPX50M | Rinnai | Non Ducted | Single Split System | 5 | 6 | ELIGIBLE | 19 | 119 | 581.44 | 21 | 165 | 686.16
HONRPX60/HINRPX60M | Rinnai | Non Ducted | Single Split System | 6 | 6.55 | ELIGIBLE | 20 | 87 | 562.3 | 23 | 142 | 701.18
HONRPX70/HINRPX70M | Rinnai | Non Ducted | Single Split System | 7 | 7.7 | ELIGIBLE | 22 | 60 | 572.12 | 25 | 123 | 721.4
HONRPX80/HINRPX80M | Rinnai | Non Ducted | Single Split System | 7.95 | 8.7 | ELIGIBLE | 24 | 42 | 593.64 | 28 | 115 | 778.38
DONSR13B1LA/DINLR13B1A | Rinnai | Ducted | Single Split System | 12.6 | 14.5 | ELIGIBLE | 45 | 88 | 1125.1 | 52 | 217 | 1450.02
DONSR15B1LA/DINLR15B1SA | Rinnai | Ducted | Single Split System | 14 | 16.8 | ELIGIBLE | 50 | 99 | 1251.7 | 58 | 243 | 1618.58
DONSR15B1TA/DINLR15B1SA | Rinnai | Ducted | Single Split System | 14 | 17 | ELIGIBLE | 53 | 182 | 1426.98 | 61 | 326 | 1793.86
DONSR18B1TA/DINLR18B1SA | Rinnai | Ducted | Single Split System | 17 | 18 | ELIGIBLE | 55 | 113 | 1382.2 | 64 | 288 | 1811.84
HONRTX25/HINRTX25 | Rinnai | Non Ducted | Single Split System | 2.5 | 2.795 | ELIGIBLE | 7 | 42 | 211.82 | 8 | 62 | 260.28
HONRTX35/HINRTX35 | Rinnai | Non Ducted | Single Split System | 3.5 | 4 | ELIGIBLE | 10 | 31 | 264.9 | 12 | 59 | 346.22
HONRTX50/HINRTX50 | Rinnai | Non Ducted | Single Split System | 5 | 5.54 | ELIGIBLE | 16 | 63 | 441.26 | 19 | 109 | 568.44
HONRTX60/HINRTX60 | Rinnai | Non Ducted | Single Split System | 6 | 6.5 | ELIGIBLE | 18 | 38 | 453.68 | 21 | 92 | 591.26
HONRTX70/HINRTX70 | Rinnai | Non Ducted | Single Split System | 7 | 7.5 | ELIGIBLE | 21 | 48 | 534.06 | 25 | 112 | 707.1
HONRTX80/HINRTX80 | Rinnai | Non Ducted | Single Split System | 7.65 | 8.2 | ELIGIBLE | 23 | 30 | 555.58 | 26 | 99 | 712.66
HONRTX90/HINRTX90 | Rinnai | Non Ducted | Single Split System | 9 | 9.5 | ELIGIBLE | 28 | 62 | 709.48 | 32 | 144 | 905.92
HONRJX50/HINRJX50 | Rinnai | Non Ducted | Single Split System | 5.2 | 5.2 | ELIGIBLE | 16 | 108 | 499.76 | 18 | 155 | 605.78
AC200JXAFNH/ AC200JNHFKH | SAMSUNG | Ducted | Single Split System | 20 | 22.5 | INELIGIBLE | 0 | 0 | 0 | 0 | 0 | 0
AR50F12C1UHX / AR50F12C1UHN | Samsung | Non Ducted | Single Split System | 3.5 | 4 | INELIGIBLE | 0 | 0 | 0 | 0 | 0 | 0
AR50F30C1UHX / AR50F30C1UHN | Samsung | Non Ducted | Single Split System | 8 | 9 | INELIGIBLE | 0 | 0 | 0 | 0 | 0 | 0
AR50F09C1UHX / AR50F09C1UHN | Samsung | Non Ducted | Single Split System | 2.5 | 3.2 | ELIGIBLE | 8 | 39 | 230.38 | 9 | 59 | 278.84
AR09AXAABWKX/SA AR09AXAABWKN/SA | SAMSUNG ELECTRONICS | Non Ducted | Single Split System | 2.5 | 3.2 | INELIGIBLE | 0 | 0 | 0 | 0 | 0 | 0
AR12AXAABWKX/SA AR12AXAABWKN/SA | SAMSUNG ELECTRONICS | Non Ducted | Single Split System | 3.5 | 4 | INELIGIBLE | 0 | 0 | 0 | 0 | 0 | 0
AR18AXAABWKX/SA AR18AXAABWKN/SA | SAMSUNG ELECTRONICS | Non Ducted | Single Split System | 5 | 6 | INELIGIBLE | 0 | 0 | 0 | 0 | 0 | 0
AR09AXHQAWKXSA/AR09AXHQAWKNSA | SAMSUNG ELECTRONICS | Non Ducted | Single Split System | 2.48 | 3.24 | INELIGIBLE | 0 | 0 | 0 | 0 | 0 | 0
AR12AXHQAWKXSA/AR12AXHQAWKNSA | SAMSUNG ELECTRONICS | Non Ducted | Single Split System | 3.45 | 4.02 | INELIGIBLE | 0 | 0 | 0 | 0 | 0 | 0
AR18AXHQAWKXSA/AR18AXHQAWKNSA | SAMSUNG ELECTRONICS | Non Ducted | Single Split System | 5.14 | 5.95 | ELIGIBLE | 18 | 111 | 548.58 | 20 | 158 | 654.6
AR24AXHQAWKXSA/AR24AXHQAWKNSA | SAMSUNG ELECTRONICS | Non Ducted | Single Split System | 7.07 | 7.94 | INELIGIBLE | 0 | 0 | 0 | 0 | 0 | 0
AR09BXEABWKX/ AR09BXEABWKN | SAMSUNG ELECTRONICS | Non Ducted | Single Split System | 2.5 | 3.2 | ELIGIBLE | 8 | 64 | 262.88 | 9 | 84 | 311.34
AR12BXEABWKX/ AR12BXEABWKN | SAMSUNG ELECTRONICS | Non Ducted | Single Split System | 3.5 | 4 | ELIGIBLE | 10 | 51 | 290.9 | 11 | 79 | 349.76
AR12BXECNWKX/ AR12BXECNWKN | SAMSUNG ELECTRONICS | Non Ducted | Single Split System | 3.5 | 4 | INELIGIBLE | 0 | 0 | 0 | 0 | 0 | 0
AR18BXEABWKX/ AR18BXEABWKN | SAMSUNG ELECTRONICS | Non Ducted | Single Split System | 5 | 6 | ELIGIBLE | 17 | 95 | 505.32 | 20 | 141 | 632.5
AR24BXEABWKX/ AR24BXEABWKN | SAMSUNG ELECTRONICS | Non Ducted | Single Split System | 7 | 8 | ELIGIBLE | 21 | 57 | 545.76 | 25 | 121 | 718.8
AR30BXEABWKX/ AR30BXEABWKNSA | SAMSUNG ELECTRONICS | Non Ducted | Single Split System | 8 | 9 | INELIGIBLE | 0 | 0 | 0 | 0 | 0 | 0
AR09BXECNWKX/ AR09BXECNWKN | SAMSUNG ELECTRONICS | Non Ducted | Single Split System | 2.5 | 3.2 | ELIGIBLE | 8 | 33 | 222.58 | 9 | 53 | 271.04
AR18BXECNWKX/ AR18BXECNWKN | SAMSUNG ELECTRONICS | Non Ducted | Single Split System | 5 | 6 | INELIGIBLE | 0 | 0 | 0 | 0 | 0 | 0
AR24BXECNWKX/ AR24BXECNWKN | SAMSUNG ELECTRONICS | Non Ducted | Single Split System | 6.8 | 7.2 | INELIGIBLE | 0 | 0 | 0 | 0 | 0 | 0
AR30BXECNWKX/ AR30BXECNWKN | SAMSUNG ELECTRONICS | Non Ducted | Single Split System | 8 | 9 | INELIGIBLE | 0 | 0 | 0 | 0 | 0 | 0
AR09BXGYCWKX/ AR09BXGYCWKN | SAMSUNG ELECTRONICS | Non Ducted | Single Split System | 2.5 | 3.2 | ELIGIBLE | 8 | 33 | 222.58 | 9 | 53 | 271.04
AR12BXGYCWKX/ AR12BXGYCWKN | SAMSUNG ELECTRONICS | Non Ducted | Single Split System | 3.5 | 4 | INELIGIBLE | 0 | 0 | 0 | 0 | 0 | 0
AR18BXGYCWKX/ AR18BXGYCWKN | SAMSUNG ELECTRONICS | Non Ducted | Single Split System | 5 | 6 | INELIGIBLE | 0 | 0 | 0 | 0 | 0 | 0
AR24BXGYCWKX/ AR24BXGYCWKN | SAMSUNG ELECTRONICS | Non Ducted | Single Split System | 6.8 | 7.2 | INELIGIBLE | 0 | 0 | 0 | 0 | 0 | 0
AR30BXGYCWKX/ AR30BXGYCWKN | SAMSUNG ELECTRONICS | Non Ducted | Single Split System | 8 | 9 | INELIGIBLE | 0 | 0 | 0 | 0 | 0 | 0
AR09DXEANWKX / AR09DXEANWKN | SAMSUNG ELECTRONICS | Non Ducted | Single Split System | 2.5 | 3.2 | ELIGIBLE | 8 | 33 | 222.58 | 9 | 53 | 271.04
AR09DXFZCWKX / AR09DXFZCWKN | SAMSUNG ELECTRONICS | Non Ducted | Single Split System | 2.5 | 3.2 | ELIGIBLE | 8 | 33 | 222.58 | 9 | 53 | 271.04
AR12DXEANWKX / AR12DXEANWKN | SAMSUNG ELECTRONICS | Non Ducted | Single Split System | 3.5 | 4 | INELIGIBLE | 0 | 0 | 0 | 0 | 0 | 0
AR12DXFZCWKX / AR12DXFZCWKN | SAMSUNG ELECTRONICS | Non Ducted | Single Split System | 3.5 | 4 | INELIGIBLE | 0 | 0 | 0 | 0 | 0 | 0
AR18DXEANWKX / AR18DXEANWKN | SAMSUNG ELECTRONICS | Non Ducted | Single Split System | 5 | 6 | INELIGIBLE | 0 | 0 | 0 | 0 | 0 | 0
AR18DXFZCWKX / AR18DXFZCWKN | SAMSUNG ELECTRONICS | Non Ducted | Single Split System | 5 | 6 | INELIGIBLE | 0 | 0 | 0 | 0 | 0 | 0
AR24DXEANWKX / AR24DXEANWKN | SAMSUNG ELECTRONICS | Non Ducted | Single Split System | 6.8 | 7.2 | INELIGIBLE | 0 | 0 | 0 | 0 | 0 | 0
AR30DXEANWKX / AR30DXEANWKN | SAMSUNG ELECTRONICS | Non Ducted | Single Split System | 8 | 9 | INELIGIBLE | 0 | 0 | 0 | 0 | 0 | 0
AR30DXFZCWKX / AR30DXFZCWKN | SAMSUNG ELECTRONICS | Non Ducted | Single Split System | 8 | 9 | INELIGIBLE | 0 | 0 | 0 | 0 | 0 | 0
AR24DXFZCWKX / AR24DXFZCWKN | SAMSUNG ELECTRONICS | Non Ducted | Single Split System | 6.8 | 7.2 | INELIGIBLE | 0 | 0 | 0 | 0 | 0 | 0
AC160TXAPKG/SA / AC160TNHFKG/SA | SAMSUNG ELECTRONICS | Ducted | Single Split System | 16 | 18 | ELIGIBLE | 49 | 213 | 1377.44 | 58 | 377 | 1792.78
AC160TXAPNG/SA / AC160TNHFKG/SA | SAMSUNG ELECTRONICS | Ducted | Single Split System | 16 | 18 | ELIGIBLE | 49 | 213 | 1377.44 | 58 | 377 | 1792.78
AC120TXAPKG/SA / AC120TNHDKG/SA | SAMSUNG ELECTRONICS | Ducted | Single Split System | 12 | 14 | ELIGIBLE | 38 | 115 | 1002.98 | 45 | 238 | 1320.1
AC120TXAPNG/SA / AC120TNHDKG/SA | SAMSUNG ELECTRONICS | Ducted | Single Split System | 12 | 14 | ELIGIBLE | 38 | 115 | 1002.98 | 45 | 238 | 1320.1
AC052TXAPKG/SA / AC052TNHDKG/SA | SAMSUNG ELECTRONICS | Ducted | Single Split System | 5.2 | 6 | ELIGIBLE | 16 | 79 | 462.06 | 19 | 132 | 598.34
AC100TXAPKG/SA / AC100TNHDKG/SA | SAMSUNG ELECTRONICS | Ducted | Single Split System | 10 | 11.2 | ELIGIBLE | 32 | 155 | 920.22 | 37 | 258 | 1166.42
AC100TXAPNG/SA / AC100TNHDKG/SA | SAMSUNG ELECTRONICS | Ducted | Single Split System | 10 | 11.2 | ELIGIBLE | 32 | 155 | 920.22 | 37 | 258 | 1166.42
AC071TXAPKG/SA / AC071TNHDKG/SA | SAMSUNG ELECTRONICS | Ducted | Single Split System | 7.1 | 8 | ELIGIBLE | 22 | 23 | 524.02 | 26 | 96 | 708.76
AC090TXAPKG/SA / AC090TNHDKG/SA | SAMSUNG ELECTRONICS | Ducted | Single Split System | 8.5 | 10 | INELIGIBLE | 0 | 0 | 0 | 0 | 0 | 0
AC140TXAPKG/SA / AC140TNHDKG/SA | SAMSUNG ELECTRONICS | Ducted | Single Split System | 14 | 16 | ELIGIBLE | 40 | 25 | 930.9 | 48 | 169 | 1297.78
AC140TXAPNG/SA / AC140TNHDKG/SA | SAMSUNG ELECTRONICS | Ducted | Single Split System | 14 | 16 | ELIGIBLE | 40 | 25 | 930.9 | 48 | 169 | 1297.78
AC071TXAPKG/SA / AC071TN4DKG/SA | SAMSUNG ELECTRONICS | Non Ducted | Single Split System | 7.1 | 8 | ELIGIBLE | 22 | 84 | 603.32 | 26 | 149 | 777.66
AC100TXAPKG/SA / AC100TN4DKG/SA | SAMSUNG ELECTRONICS | Non Ducted | Single Split System | 10 | 11.2 | ELIGIBLE | 32 | 197 | 974.82 | 37 | 299 | 1219.72
AC120TXAPKG/SA / AC120TN4DKG/SA | SAMSUNG ELECTRONICS | Non Ducted | Single Split System | 12.5 | 14 | ELIGIBLE | 40 | 143 | 1084.3 | 46 | 271 | 1385.46
AC140TXAPKG/SA / AC140TN4DKG/SA | SAMSUNG ELECTRONICS | Non Ducted | Single Split System | 14 | 16 | ELIGIBLE | 42 | 40 | 995.32 | 50 | 183 | 1360.9
AC071TXAPKG/SA / AC071TN4PKG/SA | SAMSUNG ELECTRONICS | Non Ducted | Single Split System | 7.1 | 8 | ELIGIBLE | 23 | 84 | 625.78 | 26 | 149 | 777.66
AC100TXAPKG/SA / AC100TN4PKG/SA | SAMSUNG ELECTRONICS | Non Ducted | Single Split System | 10 | 11.2 | ELIGIBLE | 32 | 197 | 974.82 | 37 | 299 | 1219.72
AC120TXAPKG/SA / AC120TN4PKG/SA | SAMSUNG ELECTRONICS | Non Ducted | Single Split System | 12.5 | 14 | INELIGIBLE | 0 | 0 | 0 | 0 | 0 | 0
AC140TXAPKG/SA / AC140TN4PKG/SA | SAMSUNG ELECTRONICS | Non Ducted | Single Split System | 13.6 | 16 | ELIGIBLE | 41 | 40 | 972.86 | 48 | 180 | 1312.08
AC100TXAPKG/ AC100TNHPKG | SAMSUNG ELECTRONICS | Ducted | Single Split System | 10 | 12.5 | INELIGIBLE | 0 | 0 | 0 | 0 | 0 | 0
AC120TXAPKG\AC120TNHPKG | SAMSUNG ELECTRONICS | Ducted | Single Split System | 12.5 | 15 | INELIGIBLE | 0 | 0 | 0 | 0 | 0 | 0
AC140TXAPKG/ AC140TNHPKG | SAMSUNG ELECTRONICS | Ducted | Single Split System | 14 | 16.5 | INELIGIBLE | 0 | 0 | 0 | 0 | 0 | 0
AC160TXAPKG/ AC160TNHPKG | SAMSUNG ELECTRONICS | Ducted | Single Split System | 15.5 | 18 | INELIGIBLE | 0 | 0 | 0 | 0 | 0 | 0
AC100TXAPNG/ AC100TNHPKG | SAMSUNG ELECTRONICS | Ducted | Single Split System | 10 | 12.5 | INELIGIBLE | 0 | 0 | 0 | 0 | 0 | 0
AC120TXAPNG/ AC120TNHPKG | SAMSUNG ELECTRONICS | Ducted | Single Split System | 12.5 | 15 | INELIGIBLE | 0 | 0 | 0 | 0 | 0 | 0
AC140TXAPNG\AC140TNHPKG | SAMSUNG ELECTRONICS | Ducted | Single Split System | 14 | 16.5 | INELIGIBLE | 0 | 0 | 0 | 0 | 0 | 0
AC160TXAPNG/ AC160TNHPKG | SAMSUNG ELECTRONICS | Ducted | Single Split System | 15.5 | 18 | INELIGIBLE | 0 | 0 | 0 | 0 | 0 | 0
AC180JXAFNH/SA / AC180JNHFKH/SA | SAMSUNG ELECTRONICS | Ducted | Single Split System | 18 | 20 | INELIGIBLE | 0 | 0 | 0 | 0 | 0 | 0
PL616 | Sheffield | Non Ducted | Portable | 2.93 | 2.49 | INELIGIBLE | 0 | 0 | 0 | 0 | 0 | 0
PLA1738 | Sheffield | Non Ducted | Portable | 2.93 | 2.49 | INELIGIBLE | 0 | 0 | 0 | 0 | 0 | 0
PLA1738 | Sheffield | Non Ducted | Portable | 2.93 | 2.49 | INELIGIBLE | 0 | 0 | 0 | 0 | 0 | 0
SSSD-18E0HD4A-C4 | Shinco | Non Ducted | Single Split System | 5.1 | 5.2 | INELIGIBLE | 0 | 0 | 0 | 0 | 0 | 0
SSSD-12C3HD4A-C8 | Shinco | Non Ducted | Single Split System | 3.5 | 3.5 | INELIGIBLE | 0 | 0 | 0 | 0 | 0 | 0
SLA-28-CHSD | Smart Lifestyle Australia | Non Ducted | Single Split System | 2.8 | 2.65 | ELIGIBLE | 7 | 68 | 245.62 | 8 | 90 | 296.68
SLA-52-CHSD | Smart Lifestyle Australia | Non Ducted | Single Split System | 5.2 | 5.2 | ELIGIBLE | 15 | 63 | 418.8 | 17 | 111 | 526.12
SLA-72-CHSD | Smart Lifestyle Australia | Non Ducted | Single Split System | 7.2 | 7.2 | ELIGIBLE | 21 | 99 | 600.36 | 24 | 165 | 753.54
SLA-82-CHSD | Smart Lifestyle Australia | Non Ducted | Single Split System | 8.2 | 8.5 | ELIGIBLE | 24 | 73 | 633.94 | 28 | 147 | 819.98
SLA-26-CHSD | Smart Lifestyle Australia | Non Ducted | Single Split System | 2.65 | 2.72 | ELIGIBLE | 8 | 57 | 253.78 | 9 | 78 | 303.54
SLA-35-CHSD | Smart Lifestyle Australia | Non Ducted | Single Split System | 3.5 | 3.8 | ELIGIBLE | 10 | 49 | 288.3 | 12 | 77 | 369.62
SUFA26R | SmartUser | Non Ducted | Single Split System | 2.8 | 2.65 | ELIGIBLE | 7 | 68 | 245.62 | 8 | 90 | 296.68
DGWA2-ACDCBLW-12K | Solar ACDC | Non Ducted | Single Split System | 3.51 | 3.6 | INELIGIBLE | 0 | 0 | 0 | 0 | 0 | 0
DGWA1-ACDCBLW-18K | Solar ACDC | Non Ducted | Single Split System | 5.01 | 5.27 | INELIGIBLE | 0 | 0 | 0 | 0 | 0 | 0
DGWA1-ACDCBLW-24K | Solar ACDC | Non Ducted | Single Split System | 6.44 | 7 | ELIGIBLE | 19 | 62 | 507.34 | 22 | 120 | 650.12
DLMDWA1-ACDC-18K | Solar ACDC | Ducted | Single Split System | 5.15 | 5.2 | ELIGIBLE | 15 | 77 | 437 | 17 | 130 | 550.82
DLMDWA1-ACDC-24K | Solar ACDC | Ducted | Single Split System | 6.75 | 7.4 | ELIGIBLE | 20 | 97 | 575.3 | 24 | 166 | 754.84
DGWA2-ACDC-12KR2 | Solar ACDC | Non Ducted | Single Split System | 3.5 | 3.5 | INELIGIBLE | 0 | 0 | 0 | 0 | 0 | 0
DGWA1-ACDC-18KR2 | Solar ACDC | Non Ducted | Single Split System | 5.01 | 5.01 | INELIGIBLE | 0 | 0 | 0 | 0 | 0 | 0
DGWA1-ACDC-24KR2 | Solar ACDC | Non Ducted | Single Split System | 6.4 | 7.03 | ELIGIBLE | 20 | 88 | 563.6 | 23 | 146 | 706.38
AW028C-1 / AW028E | SPT | Non Ducted | Single Split System | 2.8 | 2.85 | ELIGIBLE | 8 | 75 | 277.18 | 10 | 98 | 352
AW052C-1 / AW052E | SPT | Non Ducted | Single Split System | 5.2 | 5.6 | ELIGIBLE | 17 | 120 | 537.82 | 19 | 167 | 643.84
AW073C-1 / AW073E | SPT | Non Ducted | Single Split System | 7.3 | 8.1 | ELIGIBLE | 24 | 114 | 687.24 | 27 | 181 | 841.72
AW036C-1/AW036E | SPT | Non Ducted | Single Split System | 3.6 | 3.9 | ELIGIBLE | 11 | 66 | 332.86 | 12 | 95 | 393.02
TAC-09CHPB/RPV | TCL | Non Ducted | Portable | 2.6 | 2.3 | INELIGIBLE | 0 | 0 | 0 | 0 | 0 | 0
TAC-09CHPB/RPS | TCL | Non Ducted | Portable | 2.6 | 2.3 | INELIGIBLE | 0 | 0 | 0 | 0 | 0 | 0
TAC-09CHPB/RPW | TCL | Non Ducted | Portable | 2.6 | 2.3 | INELIGIBLE | 0 | 0 | 0 | 0 | 0 | 0
TAC-09CHPB/RPM | TCL | Non Ducted | Portable | 2.6 | 2.3 | INELIGIBLE | 0 | 0 | 0 | 0 | 0 | 0
TAC-09CHPB/RPV1 | TCL | Non Ducted | Portable | 2.6 | 2.3 | INELIGIBLE | 0 | 0 | 0 | 0 | 0 | 0
TAC-09CHPB/RPV2 | TCL | Non Ducted | Portable | 2.6 | 2.3 | INELIGIBLE | 0 | 0 | 0 | 0 | 0 | 0
TAC-09CHPB/RPS1 | TCL | Non Ducted | Portable | 2.6 | 2.3 | INELIGIBLE | 0 | 0 | 0 | 0 | 0 | 0
TAC-09CHPB/RPS2 | TCL | Non Ducted | Portable | 2.6 | 2.3 | INELIGIBLE | 0 | 0 | 0 | 0 | 0 | 0
TAC-09CHPB/RP series | TCL | Non Ducted | Portable | 2.6 | 2.3 | INELIGIBLE | 0 | 0 | 0 | 0 | 0 | 0
TAC-09CHPB/NX | TCL | Non Ducted | Portable | 2.81 | 2.5 | INELIGIBLE | 0 | 0 | 0 | 0 | 0 | 0
TAC-09CHPB/NU | TCL | Non Ducted | Portable | 2.81 | 2.5 | INELIGIBLE | 0 | 0 | 0 | 0 | 0 | 0
TAC-09CHPB/NW | TCL | Non Ducted | Portable | 2.81 | 2.5 | INELIGIBLE | 0 | 0 | 0 | 0 | 0 | 0
TAC-09CHPB/NY | TCL | Non Ducted | Portable | 2.81 | 2.5 | INELIGIBLE | 0 | 0 | 0 | 0 | 0 | 0
TAC-09CHPB/NZ | TCL | Non Ducted | Portable | 2.81 | 2.5 | INELIGIBLE | 0 | 0 | 0 | 0 | 0 | 0
TAC-09CHPB/NV | TCL | Non Ducted | Portable | 2.81 | 2.5 | INELIGIBLE | 0 | 0 | 0 | 0 | 0 | 0
TAC-09CHSD/TPG11IT | TCL | Non Ducted | Single Split System | 2.64 | 4.05 | INELIGIBLE | 0 | 0 | 0 | 0 | 0 | 0
TAC-09CHSD/TP11IT | TCL | Non Ducted | Single Split System | 2.64 | 4.05 | INELIGIBLE | 0 | 0 | 0 | 0 | 0 | 0
TAC-09CHSD/TP21IT | TCL | Non Ducted | Single Split System | 2.64 | 4.05 | INELIGIBLE | 0 | 0 | 0 | 0 | 0 | 0
TAC-09CHSD/TP31IT | TCL | Non Ducted | Single Split System | 2.64 | 4.05 | INELIGIBLE | 0 | 0 | 0 | 0 | 0 | 0
TAC-09CHSD/*IT | TCL | Non Ducted | Single Split System | 2.64 | 4.05 | INELIGIBLE | 0 | 0 | 0 | 0 | 0 | 0
TAC-12CHSD/TP31IT | TCL | Non Ducted | Single Split System | 3.5 | 4.5 | INELIGIBLE | 0 | 0 | 0 | 0 | 0 | 0
TAC-12CHSD/TP21IT | TCL | Non Ducted | Single Split System | 3.5 | 4.5 | INELIGIBLE | 0 | 0 | 0 | 0 | 0 | 0
TAC-12CHSD/TP11IT | TCL | Non Ducted | Single Split System | 3.5 | 4.5 | INELIGIBLE | 0 | 0 | 0 | 0 | 0 | 0
TAC-12CHSD/TPG11IT | TCL | Non Ducted | Single Split System | 3.5 | 4.5 | INELIGIBLE | 0 | 0 | 0 | 0 | 0 | 0
TAC-12CHSD/*IT | TCL | Non Ducted | Single Split System | 3.5 | 4.5 | INELIGIBLE | 0 | 0 | 0 | 0 | 0 | 0
TAC-18CHSD/TPG11IT | TCL | Non Ducted | Single Split System | 5.2 | 5.2 | ELIGIBLE | 15 | 63 | 418.8 | 17 | 111 | 526.12
TAC-18CHSD/TP11IT | TCL | Non Ducted | Single Split System | 5.2 | 5.2 | ELIGIBLE | 15 | 63 | 418.8 | 17 | 111 | 526.12
TAC-18CHSD/TP21IT | TCL | Non Ducted | Single Split System | 5.2 | 5.2 | ELIGIBLE | 15 | 63 | 418.8 | 17 | 111 | 526.12
TAC-18CHSD/TP31IT | TCL | Non Ducted | Single Split System | 5.2 | 5.2 | ELIGIBLE | 15 | 63 | 418.8 | 17 | 111 | 526.12
TAC-18CHSD/*IT | TCL | Non Ducted | Single Split System | 5.2 | 5.2 | ELIGIBLE | 15 | 63 | 418.8 | 17 | 111 | 526.12
TAC-24CHSD/TP31IT | TCL | Non Ducted | Single Split System | 7.2 | 7.2 | ELIGIBLE | 21 | 99 | 600.36 | 24 | 165 | 753.54
TAC-24CHSD/TP21IT | TCL | Non Ducted | Single Split System | 7.2 | 7.2 | ELIGIBLE | 21 | 99 | 600.36 | 24 | 165 | 753.54
TAC-24CHSD/TP11IT | TCL | Non Ducted | Single Split System | 7.2 | 7.2 | ELIGIBLE | 21 | 99 | 600.36 | 24 | 165 | 753.54
TAC-24CHSD/TPG11IT | TCL | Non Ducted | Single Split System | 7.2 | 7.2 | ELIGIBLE | 21 | 99 | 600.36 | 24 | 165 | 753.54
TAC-24CHSD/*IT | TCL | Non Ducted | Single Split System | 7.2 | 7.2 | ELIGIBLE | 21 | 99 | 600.36 | 24 | 165 | 753.54
TAC-09CHPB/MZ | TCL | Non Ducted | Portable | 2.64 | 2.56 | INELIGIBLE | 0 | 0 | 0 | 0 | 0 | 0
TAC-09CHPB/MY | TCL | Non Ducted | Portable | 2.64 | 2.56 | INELIGIBLE | 0 | 0 | 0 | 0 | 0 | 0
TAC-09CHPB/MX | TCL | Non Ducted | Portable | 2.64 | 2.56 | INELIGIBLE | 0 | 0 | 0 | 0 | 0 | 0
TAC-09CHPB/MW | TCL | Non Ducted | Portable | 2.64 | 2.56 | INELIGIBLE | 0 | 0 | 0 | 0 | 0 | 0
TAC-09CHPB/MV | TCL | Non Ducted | Portable | 2.64 | 2.56 | INELIGIBLE | 0 | 0 | 0 | 0 | 0 | 0
TAC-09CHPB/MU | TCL | Non Ducted | Portable | 2.64 | 2.56 | INELIGIBLE | 0 | 0 | 0 | 0 | 0 | 0
TAC-09CHPB/M* | TCL | Non Ducted | Portable | 2.64 | 2.56 | INELIGIBLE | 0 | 0 | 0 | 0 | 0 | 0
TAC-12CHPB/MU | TCL | Non Ducted | Portable | 3.5 | 3.2 | INELIGIBLE | 0 | 0 | 0 | 0 | 0 | 0
TAC-12CHPB/MV | TCL | Non Ducted | Portable | 3.5 | 3.2 | INELIGIBLE | 0 | 0 | 0 | 0 | 0 | 0
TAC-12CHPB/MW | TCL | Non Ducted | Portable | 3.5 | 3.2 | INELIGIBLE | 0 | 0 | 0 | 0 | 0 | 0
TAC-12CHPB/MX | TCL | Non Ducted | Portable | 3.5 | 3.2 | INELIGIBLE | 0 | 0 | 0 | 0 | 0 | 0
TAC-12CHPB/MY | TCL | Non Ducted | Portable | 3.5 | 3.2 | INELIGIBLE | 0 | 0 | 0 | 0 | 0 | 0
TAC-12CHPB/MZ | TCL | Non Ducted | Portable | 3.5 | 3.2 | INELIGIBLE | 0 | 0 | 0 | 0 | 0 | 0
TAC-12CHPB/M* | TCL | Non Ducted | Portable | 3.5 | 3.2 | INELIGIBLE | 0 | 0 | 0 | 0 | 0 | 0
TAC-28CHSD/TPG11IT | TCL | Non Ducted | Single Split System | 8.2 | 8.5 | ELIGIBLE | 24 | 73 | 633.94 | 28 | 147 | 819.98
TAC-28CHSD/TPG21IT | TCL | Non Ducted | Single Split System | 8.2 | 8.5 | ELIGIBLE | 24 | 73 | 633.94 | 28 | 147 | 819.98
TAC-28CHSD/TPG31IT | TCL | Non Ducted | Single Split System | 8.2 | 8.5 | ELIGIBLE | 24 | 73 | 633.94 | 28 | 147 | 819.98
TAC-28CHSD/IT series | TCL | Non Ducted | Single Split System | 8.2 | 8.5 | ELIGIBLE | 24 | 73 | 633.94 | 28 | 147 | 819.98
TAC-09CHSD/TPH11IT | TCL | Non Ducted | Single Split System | 2.64 | 4.05 | INELIGIBLE | 0 | 0 | 0 | 0 | 0 | 0
TAC-12CHSD/TPH11IT | TCL | Non Ducted | Single Split System | 3.5 | 4.5 | INELIGIBLE | 0 | 0 | 0 | 0 | 0 | 0
TAC-18CHSD/TPH11IT | TCL | Non Ducted | Single Split System | 5.2 | 5.2 | ELIGIBLE | 15 | 63 | 418.8 | 17 | 111 | 526.12
TAC-24CHSD/TPH11IT | TCL | Non Ducted | Single Split System | 7.2 | 7.2 | ELIGIBLE | 21 | 99 | 600.36 | 24 | 165 | 753.54
TAC-28CHSD/TPH11IT | TCL | Non Ducted | Single Split System | 8.2 | 8.5 | ELIGIBLE | 24 | 73 | 633.94 | 28 | 147 | 819.98
TAC-09CHSD/VEIH | TCL | Non Ducted | Single Split System | 2.8 | 2.65 | ELIGIBLE | 7 | 68 | 245.62 | 8 | 90 | 296.68
TAC-09CHSD/VAIH | TCL | Non Ducted | Single Split System | 2.8 | 2.65 | ELIGIBLE | 7 | 68 | 245.62 | 8 | 90 | 296.68
TAC-09CHSD series | TCL | Non Ducted | Single Split System | 2.8 | 2.65 | ELIGIBLE | 7 | 68 | 245.62 | 8 | 90 | 296.68
TAC-09CHSD/VBIH | TCL | Non Ducted | Single Split System | 2.8 | 2.65 | ELIGIBLE | 7 | 68 | 245.62 | 8 | 90 | 296.68
TAC-12CHPB/NYBp | TCL | Non Ducted | Portable | 3.5 | 2.93 | INELIGIBLE | 0 | 0 | 0 | 0 | 0 | 0
TAC-12CHPB/NVBp | TCL | Non Ducted | Portable | 3.5 | 2.93 | INELIGIBLE | 0 | 0 | 0 | 0 | 0 | 0
TAC-12CHPB/NWBp | TCL | Non Ducted | Portable | 3.5 | 2.93 | INELIGIBLE | 0 | 0 | 0 | 0 | 0 | 0
TAC-12CHPB/NUBp | TCL | Non Ducted | Portable | 3.5 | 2.93 | INELIGIBLE | 0 | 0 | 0 | 0 | 0 | 0
TAC-12CHPB/NZBp | TCL | Non Ducted | Portable | 3.5 | 2.93 | INELIGIBLE | 0 | 0 | 0 | 0 | 0 | 0
TAC-12CHPB/NXBp | TCL | Non Ducted | Portable | 3.5 | 2.93 | INELIGIBLE | 0 | 0 | 0 | 0 | 0 | 0
TAC-12CHPB/N*Bp | TCL | Non Ducted | Portable | 3.5 | 2.93 | INELIGIBLE | 0 | 0 | 0 | 0 | 0 | 0
TAC-09CHSD/TPG11IH | TCL | Non Ducted | Single Split System | 2.8 | 2.65 | ELIGIBLE | 7 | 68 | 245.62 | 8 | 90 | 296.68
TAC-09CHSD/TPG21IH | TCL | Non Ducted | Single Split System | 2.8 | 2.65 | ELIGIBLE | 7 | 68 | 245.62 | 8 | 90 | 296.68
TAC-09CHSD/TPG31IH | TCL | Non Ducted | Single Split System | 2.8 | 2.65 | ELIGIBLE | 7 | 68 | 245.62 | 8 | 90 | 296.68
TAC-09CHSD/TPH11IH | TCL | Non Ducted | Single Split System | 2.8 | 2.65 | ELIGIBLE | 7 | 68 | 245.62 | 8 | 90 | 296.68
TAC-09CHSD/TPH21IH | TCL | Non Ducted | Single Split System | 2.8 | 2.65 | ELIGIBLE | 7 | 68 | 245.62 | 8 | 90 | 296.68
TAC-09CHSD/*IH | TCL | Non Ducted | Single Split System | 2.8 | 2.65 | ELIGIBLE | 7 | 68 | 245.62 | 8 | 90 | 296.68
TAC-09CHSD/VEIH | TCL | Non Ducted | Single Split System | 2.8 | 2.65 | ELIGIBLE | 7 | 68 | 245.62 | 8 | 90 | 296.68
TAC-13CHSD/VEIH | TCL | Non Ducted | Single Split System | 3.53 | 3.65 | ELIGIBLE | 9 | 28 | 238.54 | 11 | 56 | 319.86
TAC-10CHSD/VEIH | TCL | Non Ducted | Single Split System | 2.64 | 3.3 | ELIGIBLE | 8 | 47 | 240.78 | 9 | 69 | 291.84
TAC-18CHSD/VEIH | TCL | Non Ducted | Single Split System | 5.3 | 5.3 | ELIGIBLE | 16 | 102 | 491.96 | 19 | 150 | 621.74
TAC-06CHSD/TPH11IH | TCL | Non Ducted | Single Split System | 1.78 | 1.82 | INELIGIBLE | 0 | 0 | 0 | 0 | 0 | 0
TAC-06CHSD/TPH21IH | TCL | Non Ducted | Single Split System | 1.78 | 1.82 | INELIGIBLE | 0 | 0 | 0 | 0 | 0 | 0
TAC-06CHSD/TPG11IH | TCL | Non Ducted | Single Split System | 1.78 | 1.82 | INELIGIBLE | 0 | 0 | 0 | 0 | 0 | 0
TAC-06CHSD/TPG21IH | TCL | Non Ducted | Single Split System | 1.78 | 1.82 | INELIGIBLE | 0 | 0 | 0 | 0 | 0 | 0
TAC-06CHSD/TPG31IH | TCL | Non Ducted | Single Split System | 1.78 | 1.82 | INELIGIBLE | 0 | 0 | 0 | 0 | 0 | 0
TAC-06CHSD/VEIH | TCL | Non Ducted | Single Split System | 1.78 | 1.82 | INELIGIBLE | 0 | 0 | 0 | 0 | 0 | 0
TAC-06CHSD/VFIH | TCL | Non Ducted | Single Split System | 1.78 | 1.82 | INELIGIBLE | 0 | 0 | 0 | 0 | 0 | 0
TAC-06CHSD/VBIH | TCL | Non Ducted | Single Split System | 1.78 | 1.82 | INELIGIBLE | 0 | 0 | 0 | 0 | 0 | 0
TAC-06CHSD/VCIH | TCL | Non Ducted | Single Split System | 1.78 | 1.82 | INELIGIBLE | 0 | 0 | 0 | 0 | 0 | 0
TAC-06CHSD/VDIH | TCL | Non Ducted | Single Split System | 1.78 | 1.82 | INELIGIBLE | 0 | 0 | 0 | 0 | 0 | 0
TAC-06CHSD series | TCL | Non Ducted | Single Split System | 1.78 | 1.82 | INELIGIBLE | 0 | 0 | 0 | 0 | 0 | 0
TCD160D1HWH-DVO / TCD160D1HWH-DVI | TCL | Ducted | Single Split System | 16 | 19 | ELIGIBLE | 52 | 92 | 1287.52 | 61 | 256 | 1702.86
TCD140D1HWH-DVO / TCD140D1HWH-DVI | TCL | Ducted | Single Split System | 14 | 16.5 | ELIGIBLE | 47 | 197 | 1311.72 | 55 | 341 | 1678.6
TCD71D1HWH-DVO/TCD71D1HWH-DVI | TCL | Ducted | Single Split System | 7.1 | 7.5 | ELIGIBLE | 23 | 115 | 666.08 | 27 | 188 | 850.82
TCD85D1HWH-DVO/TCD85D1HWH-DVI | TCL | Ducted | Single Split System | 8.5 | 10 | ELIGIBLE | 29 | 86 | 763.14 | 34 | 173 | 988.54
TCD100D1HWH-DVO/TCD100D1HWH-DVI | TCL | Ducted | Single Split System | 10.5 | 12.5 | ELIGIBLE | 38 | 268 | 1201.88 | 44 | 376 | 1477.04
TCD125D1HWH-DVO/TCD125D1HWH-DVI | TCL | Ducted | Single Split System | 12.5 | 15 | ELIGIBLE | 41 | 68 | 1009.26 | 48 | 196 | 1332.88
TAC-28CHSD/VEIH | TCL | Non Ducted | Single Split System | 8.2 | 8.4 | ELIGIBLE | 24 | 47 | 600.14 | 27 | 122 | 765.02
TAC-28CHSD/VFIH | TCL | Non Ducted | Single Split System | 8.2 | 8.4 | ELIGIBLE | 24 | 47 | 600.14 | 27 | 122 | 765.02
TAC-28CHSD/TPH11IH | TCL | Non Ducted | Single Split System | 8.2 | 8.4 | ELIGIBLE | 24 | 47 | 600.14 | 27 | 122 | 765.02
TAC-28CHSD/TPH21IH | TCL | Non Ducted | Single Split System | 8.2 | 8.4 | ELIGIBLE | 24 | 47 | 600.14 | 27 | 122 | 765.02
TAC-28CHSD/*IH | TCL | Non Ducted | Single Split System | 8.2 | 8.4 | ELIGIBLE | 24 | 47 | 600.14 | 27 | 122 | 765.02
TAC-24CHSD/VEIH | TCL | Non Ducted | Single Split System | 7.2 | 7.3 | ELIGIBLE | 21 | 43 | 527.56 | 24 | 108 | 679.44
TAC-24CHSD/VFIH | TCL | Non Ducted | Single Split System | 7.2 | 7.3 | ELIGIBLE | 21 | 43 | 527.56 | 24 | 108 | 679.44
TAC-24CHSD/TPH11IH | TCL | Non Ducted | Single Split System | 7.2 | 7.3 | ELIGIBLE | 21 | 43 | 527.56 | 24 | 108 | 679.44
TAC-24CHSD/TPH21IH | TCL | Non Ducted | Single Split System | 7.2 | 7.3 | ELIGIBLE | 21 | 43 | 527.56 | 24 | 108 | 679.44
TAC-24CHSD series | TCL | Non Ducted | Single Split System | 7.2 | 7.3 | ELIGIBLE | 21 | 43 | 527.56 | 24 | 108 | 679.44
TAC-10CHSD/VEIH | TCL | Non Ducted | Single Split System | 2.64 | 3.3 | ELIGIBLE | 8 | 50 | 244.68 | 9 | 71 | 294.44
TAC-10CHSD/VFIH | TCL | Non Ducted | Single Split System | 2.64 | 3.3 | ELIGIBLE | 8 | 50 | 244.68 | 9 | 71 | 294.44
TAC-10CHSD/V*IH | TCL | Non Ducted | Single Split System | 2.64 | 3.3 | ELIGIBLE | 8 | 50 | 244.68 | 9 | 71 | 294.44
TAC-13CHSD/VEIH | TCL | Non Ducted | Single Split System | 3.53 | 3.65 | ELIGIBLE | 9 | 28 | 238.54 | 11 | 56 | 319.86
TAC-13CHSD/VFIH | TCL | Non Ducted | Single Split System | 3.53 | 3.65 | ELIGIBLE | 9 | 28 | 238.54 | 10 | 56 | 297.4
TAC-13CHSD series | TCL | Non Ducted | Single Split System | 3.53 | 3.65 | ELIGIBLE | 9 | 28 | 238.54 | 10 | 56 | 297.4
TAC-13CHSD/VFIG | TCL | Non Ducted | Single Split System | 3.53 | 3.65 | ELIGIBLE | 9 | 17 | 224.24 | 10 | 45 | 283.1
TAC-08CHSD/TPH11ITU | TCL | Non Ducted | Single Split System | 2.15 | 2.1 | INELIGIBLE | 0 | 0 | 0 | 0 | 0 | 0
TAC-08CHSD/*ITU | TCL | Non Ducted | Single Split System | 2.15 | 2.1 | INELIGIBLE | 0 | 0 | 0 | 0 | 0 | 0
TAC-08CHSD/TPH21ITU | TCL | Non Ducted | Single Split System | 2.15 | 2.1 | INELIGIBLE | 0 | 0 | 0 | 0 | 0 | 0
TAC-10CHSD/XA72IG | TCL | Non Ducted | Single Split System | 2.62 | 3.3 | ELIGIBLE | 8 | 49 | 243.38 | 9 | 70 | 293.14
TAC-13CHSD/XA72IG | TCL | Non Ducted | Single Split System | 3.53 | 3.65 | ELIGIBLE | 9 | 17 | 224.24 | 11 | 45 | 305.56
TAC-06CHSD/VEIH | TCL | Non Ducted | Single Split System | 1.78 | 1.82 | INELIGIBLE | 0 | 0 | 0 | 0 | 0 | 0
TAC-06CHSD/VFIH | TCL | Non Ducted | Single Split System | 1.78 | 1.82 | INELIGIBLE | 0 | 0 | 0 | 0 | 0 | 0
TAC-06CSHD/*IH | TCL | Non Ducted | Single Split System | 1.78 | 1.82 | INELIGIBLE | 0 | 0 | 0 | 0 | 0 | 0
TAC-09CHSD/P7 | TCL | Non Ducted | Single Split System | 2.65 | 3.6 | ELIGIBLE | 9 | 41 | 255.44 | 10 | 62 | 305.2
TAC-12CHSD/P7 | TCL | Non Ducted | Single Split System | 3.5 | 3.6 | INELIGIBLE | 0 | 0 | 0 | 0 | 0 | 0
TVS26HVUVAH | TECO | Non Ducted | Window Wall | 2.6 | 2.9 | INELIGIBLE | 0 | 0 | 0 | 0 | 0 | 0
TVS26HVWAH | TECO | Non Ducted | Window Wall | 2.6 | 2.9 | INELIGIBLE | 0 | 0 | 0 | 0 | 0 | 0
TVS26HV**AH | TECO | Non Ducted | Window Wall | 2.6 | 2.9 | INELIGIBLE | 0 | 0 | 0 | 0 | 0 | 0
TVS26HVWUAH | TECO | Non Ducted | Window Wall | 2.6 | 2.9 | INELIGIBLE | 0 | 0 | 0 | 0 | 0 | 0
TWS-TSO26H3DVHA | TECO | Non Ducted | Single Split System | 2.64 | 2.9 | ELIGIBLE | 7 | 15 | 176.72 | 9 | 36 | 248.94
TWS-TSO35H3DVHA | TECO | Non Ducted | Single Split System | 3.5 | 4 | INELIGIBLE | 0 | 0 | 0 | 0 | 0 | 0
TWS-TSO53H3DVHA | TECO | Non Ducted | Single Split System | 5.3 | 5.3 | ELIGIBLE | 15 | 4 | 342.1 | 18 | 53 | 473.18
TWS-TSO80H3DVHA | TECO | Non Ducted | Single Split System | 8 | 8.4 | INELIGIBLE | 0 | 0 | 0 | 0 | 0 | 0
TPO42HVWAH | TECO | Non Ducted | Portable | 4.2 | 3.9 | INELIGIBLE | 0 | 0 | 0 | 0 | 0 | 0
TWS-TSO26H3DVJT | TECO | Non Ducted | Single Split System | 2.64 | 4.05 | INELIGIBLE | 0 | 0 | 0 | 0 | 0 | 0
TWS-TSO35H3DVJT | TECO | Non Ducted | Single Split System | 3.5 | 4.5 | INELIGIBLE | 0 | 0 | 0 | 0 | 0 | 0
TDS-TSO125HVFM | TECO | Ducted | Single Split System | 12.5 | 13.5 | ELIGIBLE | 42 | 98 | 1070.72 | 48 | 226 | 1371.88
TWW22HFAT | TECO | Non Ducted | Window Wall | 2.2 | 2.05 | INELIGIBLE | 0 | 0 | 0 | 0 | 0 | 0
TWW26HFAT | TECO | Non Ducted | Window Wall | 2.6 | 2.4 | INELIGIBLE | 0 | 0 | 0 | 0 | 0 | 0
TWS-TSO52H3DVJT | TECO | Non Ducted | Single Split System | 5.2 | 5.2 | INELIGIBLE | 0 | 0 | 0 | 0 | 0 | 0
TWS-TSO72H3DVJT | TECO | Non Ducted | Single Split System | 7 | 7 | ELIGIBLE | 18 | 48 | 466.68 | 22 | 112 | 639.72
TWS-TSO88H3DVJT | TECO | Non Ducted | Single Split System | 8.8 | 8.8 | ELIGIBLE | 24 | 69 | 628.74 | 27 | 149 | 800.12
TWW61HFWDG | TECO | Non Ducted | Window Wall | 6.09 | 5.65 | INELIGIBLE | 0 | 0 | 0 | 0 | 0 | 0
TWS-TSO26H3DVJT | TECO | Non Ducted | Single Split System | 2.64 | 4.05 | INELIGIBLE | 0 | 0 | 0 | 0 | 0 | 0
TDS-TSO125HVSWDG | TECO | Ducted | Single Split System | 12.5 | 14 | ELIGIBLE | 43 | 104 | 1100.98 | 50 | 232 | 1424.6
TWW28HVAG | TECO | Non Ducted | Window Wall | 2.8 | 2.43 | INELIGIBLE | 0 | 0 | 0 | 0 | 0 | 0
TWW36HVAG | TECO | Non Ducted | Window Wall | 3.6 | 3.5 | INELIGIBLE | 0 | 0 | 0 | 0 | 0 | 0
TWW53HVAG | TECO | Non Ducted | Window Wall | 5.3 | 4.8 | INELIGIBLE | 0 | 0 | 0 | 0 | 0 | 0
TWW61HFWEG | TECO | Non Ducted | Window Wall | 6.09 | 5.8 | INELIGIBLE | 0 | 0 | 0 | 0 | 0 | 0
TPO35HFWET | TECO | Non Ducted | Portable | 3.5 | 3.2 | INELIGIBLE | 0 | 0 | 0 | 0 | 0 | 0
TDS-TSO100HVWDG | TECO | Ducted | Single Split System | 10 | 12 | ELIGIBLE | 35 | 155 | 987.6 | 41 | 258 | 1256.26
TDS-TSO140HVSWDG | TECO | Ducted | Single Split System | 14 | 16 | ELIGIBLE | 45 | 176 | 1239.5 | 53 | 320 | 1606.38
TVS32HVUVWBH | TECO | Non Ducted | Window Wall | 3.08 | 3.22 | INELIGIBLE | 0 | 0 | 0 | 0 | 0 | 0
TVS32HVUVBH | TECO | Non Ducted | Window Wall | 3.08 | 3.22 | INELIGIBLE | 0 | 0 | 0 | 0 | 0 | 0
TVS32HVWBH | TECO | Non Ducted | Window Wall | 3.08 | 3.22 | INELIGIBLE | 0 | 0 | 0 | 0 | 0 | 0
TVS32HVBH | TECO | Non Ducted | Window Wall | 3.08 | 3.22 | INELIGIBLE | 0 | 0 | 0 | 0 | 0 | 0
TVS32HV***WBH | TECO | Non Ducted | Window Wall | 3.08 | 3.22 | INELIGIBLE | 0 | 0 | 0 | 0 | 0 | 0
TDS-TSO160HVSWDG | TECO | Ducted | Single Split System | 16 | 18 | ELIGIBLE | 53 | 107 | 1329.48 | 62 | 271 | 1744.82
TWS-TSO26H3DVKT | TECO | Non Ducted | Single Split System | 2.62 | 3.3 | ELIGIBLE | 8 | 49 | 243.38 | 9 | 70 | 293.14
TWS-TSO35H3DVKT | TECO | Non Ducted | Single Split System | 3.53 | 3.65 | ELIGIBLE | 9 | 17 | 224.24 | 10 | 45 | 283.1
TWS-TSO52H3DVKT | TECO | Non Ducted | Single Split System | 5.25 | 5.2 | INELIGIBLE | 0 | 0 | 0 | 0 | 0 | 0
TWS-TSO70H3DVKT | TECO | Non Ducted | Single Split System | 7 | 7 | ELIGIBLE | 18 | 48 | 466.68 | 22 | 112 | 639.72
TWS-TSO88H3DVKT | TECO | Non Ducted | Single Split System | 8.8 | 8.8 | ELIGIBLE | 24 | 69 | 628.74 | 27 | 149 | 800.12
TWW22HFWDG | TECO | Non Ducted | Window Wall | 2.2 | 1.9 | INELIGIBLE | 0 | 0 | 0 | 0 | 0 | 0
TWW27HFWDG | TECO | Non Ducted | Window Wall | 2.8 | 2.45 | INELIGIBLE | 0 | 0 | 0 | 0 | 0 | 0
TWW40HFWDG | TECO | Non Ducted | Window Wall | 3.9 | 3.6 | INELIGIBLE | 0 | 0 | 0 | 0 | 0 | 0
TWW53HFWDG | TECO | Non Ducted | Window Wall | 5.3 | 4.8 | INELIGIBLE | 0 | 0 | 0 | 0 | 0 | 0
TWS-TSO26HVEIT | TECOAIR | Non Ducted | Single Split System | 2.64 | 4.05 | INELIGIBLE | 0 | 0 | 0 | 0 | 0 | 0
OPA450RLTFPQ | TEMPERZONE | Ducted | Packaged | 43.31 | 44.43 | INELIGIBLE | 0 | 0 | 0 | 0 | 0 | 0
OPA350RLTFPQ | TEMPERZONE | Ducted | Packaged | 34.82 | 36.98 | INELIGIBLE | 0 | 0 | 0 | 0 | 0 | 0
OPA560RLTFPQ | TEMPERZONE | Ducted | Packaged | 53.55 | 56.96 | INELIGIBLE | 0 | 0 | 0 | 0 | 0 | 0
OPA250RLTFPQ | TEMPERZONE | Ducted | Packaged | 24.62 | 26.86 | INELIGIBLE | 0 | 0 | 0 | 0 | 0 | 0
HWP172RKT | TEMPERZONE | Ducted | Packaged | 17.43 | 16.41 | INELIGIBLE | 0 | 0 | 0 | 0 | 0 | 0
HWP142RKT | TEMPERZONE | Ducted | Packaged | 14.06 | 14.81 | INELIGIBLE | 0 | 0 | 0 | 0 | 0 | 0
OPA116RKTY | TEMPERZONE | Ducted | Packaged | 11.33 | 10.81 | INELIGIBLE | 0 | 0 | 0 | 0 | 0 | 0
HWP192RKT | TEMPERZONE | Ducted | Packaged | 19.87 | 18.55 | INELIGIBLE | 0 | 0 | 0 | 0 | 0 | 0
OPA242RKTB | TEMPERZONE | Ducted | Packaged | 22.39 | 22 | INELIGIBLE | 0 | 0 | 0 | 0 | 0 | 0
HWP445RKT | TEMPERZONE | Ducted | Packaged | 42.22 | 42.2 | INELIGIBLE | 0 | 0 | 0 | 0 | 0 | 0
OPA294RKTB | TEMPERZONE | Ducted | Packaged | 28.339 | 27.24 | INELIGIBLE | 0 | 0 | 0 | 0 | 0 | 0
OPA161RKTY | TEMPERZONE | Ducted | Packaged | 15.895 | 14.215 | INELIGIBLE | 0 | 0 | 0 | 0 | 0 | 0
HWP275RKT | TEMPERZONE | Ducted | Packaged | 26.9 | 24.56 | INELIGIBLE | 0 | 0 | 0 | 0 | 0 | 0
HWP255RKT | TEMPERZONE | Ducted | Packaged | 24.71 | 23.44 | INELIGIBLE | 0 | 0 | 0 | 0 | 0 | 0
OPA186RKTY | TEMPERZONE | Ducted | Packaged | 18.156 | 16.739 | INELIGIBLE | 0 | 0 | 0 | 0 | 0 | 0
OPA201RKT | TEMPERZONE | Ducted | Packaged | 19.48 | 18.97 | INELIGIBLE | 0 | 0 | 0 | 0 | 0 | 0
CWP0063RKSY | TEMPERZONE | Ducted | Packaged | 6.18 | 6.55 | INELIGIBLE | 0 | 0 | 0 | 0 | 0 | 0
CWP0096RKSY | TEMPERZONE | Ducted | Packaged | 9.49 | 9.45 | INELIGIBLE | 0 | 0 | 0 | 0 | 0 | 0
CWP0109RKSY | TEMPERZONE | Ducted | Packaged | 10.68 | 9.88 | INELIGIBLE | 0 | 0 | 0 | 0 | 0 | 0
CWP0109RKTY | TEMPERZONE | Ducted | Packaged | 10.68 | 9.88 | INELIGIBLE | 0 | 0 | 0 | 0 | 0 | 0
CWP0178RKTY | TEMPERZONE | Ducted | Packaged | 17.43 | 16.19 | INELIGIBLE | 0 | 0 | 0 | 0 | 0 | 0
CWP0083RKSY | TEMPERZONE | Ducted | Packaged | 8.24 | 8.2 | INELIGIBLE | 0 | 0 | 0 | 0 | 0 | 0
VPA160RKTG-P | TEMPERZONE | Ducted | Packaged | 15.66 | 15.75 | INELIGIBLE | 0 | 0 | 0 | 0 | 0 | 0
CWP0132RKSY | TEMPERZONE | Ducted | Packaged | 12.924 | 11.718 | INELIGIBLE | 0 | 0 | 0 | 0 | 0 | 0
CWP0132RKTY | TEMPERZONE | Ducted | Packaged | 12.924 | 11.718 | INELIGIBLE | 0 | 0 | 0 | 0 | 0 | 0
CWP0447RKTY | TEMPERZONE | Ducted | Packaged | 43.79 | 45.757 | INELIGIBLE | 0 | 0 | 0 | 0 | 0 | 0
CWP0374RKTY | TEMPERZONE | Ducted | Packaged | 36.717 | 34.893 | INELIGIBLE | 0 | 0 | 0 | 0 | 0 | 0
CWP0217RKTY | TEMPERZONE | Ducted | Packaged | 22.175 | 22.694 | INELIGIBLE | 0 | 0 | 0 | 0 | 0 | 0
OPA201RKTYG | TEMPERZONE | Ducted | Packaged | 19.22 | 18.08 | INELIGIBLE | 0 | 0 | 0 | 0 | 0 | 0
CWP0266RKTY | TEMPERZONE | Ducted | Packaged | 27.564 | 25.039 | INELIGIBLE | 0 | 0 | 0 | 0 | 0 | 0
CWP0568RKTY | TEMPERZONE | Ducted | Packaged | 56.466 | 54.13 | INELIGIBLE | 0 | 0 | 0 | 0 | 0 | 0
OPA 186RKTYG | TEMPERZONE | Ducted | Packaged | 17.76 | 17.535 | INELIGIBLE | 0 | 0 | 0 | 0 | 0 | 0
ISD 351LYX / OSA 352RLTFV | TEMPERZONE | Ducted | Single Split System | 31.48 | 31.29 | INELIGIBLE | 0 | 0 | 0 | 0 | 0 | 0
CWP 90RELSFY | TEMPERZONE | Ducted | Packaged | 9.905 | 8.991 | INELIGIBLE | 0 | 0 | 0 | 0 | 0 | 0
OPA 211RLTFY | TEMPERZONE | Ducted | Packaged | 19.88 | 19.7 | ELIGIBLE | 52 | 226 | 1461.72 | 62 | 429 | 1950.22
OSA 171RLSFH / ISD 171LYX | TEMPERZONE | Ducted | Single Split System | 14.947 | 14.9 | INELIGIBLE | 0 | 0 | 0 | 0 | 0 | 0
ISD 251LYX / OSA 251RLTFH | TEMPERZONE | Ducted | Single Split System | 22.53 | 23.28 | INELIGIBLE | 0 | 0 | 0 | 0 | 0 | 0
ISD 171LYX / OSA 171RLTFH | TEMPERZONE | Ducted | Single Split System | 14.46 | 14.9 | INELIGIBLE | 0 | 0 | 0 | 0 | 0 | 0
OSA 211RLTFH / ISD 211LYX | TEMPERZONE | Ducted | Single Split System | 19 | 20.76 | INELIGIBLE | 0 | 0 | 0 | 0 | 0 | 0
OPA 171RLTFY | TEMPERZONE | Ducted | Packaged | 16.35 | 17.3 | INELIGIBLE | 0 | 0 | 0 | 0 | 0 | 0
OPA 171RLTFY | TEMPERZONE | Ducted | Packaged | 16.35 | 17.3 | ELIGIBLE | 0 | 0 | 0 | 0 | 0 | 0
OPA 211RLTFY | TEMPERZONE | Ducted | Packaged | 19.88 | 19.7 | ELIGIBLE | 52 | 226 | 1461.72 | 62 | 429 | 1950.22
HWP98RKS | TEMPERZONE | Ducted | Packaged | 9.64 | 11.12 | INELIGIBLE | 0 | 0 | 0 | 0 | 0 | 0
HWP79RKS | TEMPERZONE | Ducted | Packaged | 7.9 | 8.87 | INELIGIBLE | 0 | 0 | 0 | 0 | 0 | 0
HWP118RKT | TEMPERZONE | Ducted | Packaged | 11.9 | 11.92 | INELIGIBLE | 0 | 0 | 0 | 0 | 0 | 0
HWP370RKT | TEMPERZONE | Ducted | Packaged | 35.21 | 35.43 | INELIGIBLE | 0 | 0 | 0 | 0 | 0 | 0
HWP59RKS | TEMPERZONE | Ducted | Packaged | 5.78 | 5.42 | INELIGIBLE | 0 | 0 | 0 | 0 | 0 | 0
HWP36RKS | TEMPERZONE | Ducted | Packaged | 3.37 | 3.63 | INELIGIBLE | 0 | 0 | 0 | 0 | 0 | 0
HWP48RKS | TEMPERZONE | Ducted | Packaged | 4.27 | 4.58 | INELIGIBLE | 0 | 0 | 0 | 0 | 0 | 0
RAS-B18UFV-A/RAS-18SAV2-A | TOSHIBA | Non Ducted | Single Split System | 4.9 | 5.8 | INELIGIBLE | 0 | 0 | 0 | 0 | 0 | 0
RAS-B10UFV-A & RAS-10SAVR-A | TOSHIBA | Non Ducted | Single Split System | 2.4 | 3.2 | INELIGIBLE | 0 | 0 | 0 | 0 | 0 | 0
RAV-SM567MUT-E & RAV-SP564ATP-A1 | TOSHIBA | Non Ducted | Single Split System | 4.7 | 5.6 | INELIGIBLE | 0 | 0 | 0 | 0 | 0 | 0
RAS-07PKVSG-NZ & RAS-07PAVSG-NZ | TOSHIBA | Non Ducted | Single Split System | 2 | 2.5 | INELIGIBLE | 0 | 0 | 0 | 0 | 0 | 0
RAS-10PKVSG-NZ 7 RAS-10PAVSG-NZ | TOSHIBA | Non Ducted | Single Split System | 2.5 | 3.2 | ELIGIBLE | 6 | 36 | 181.56 | 7 | 56 | 230.02
RAS-13PKVSG-NZ 7 RAS-13PAVSG-NZ | TOSHIBA | Non Ducted | Single Split System | 3.5 | 3.7 | INELIGIBLE | 0 | 0 | 0 | 0 | 0 | 0
RAS-16PKVSG-NZ 7 RAS-16PAVSG-NZ | TOSHIBA | Non Ducted | Single Split System | 4.2 | 5.4 | INELIGIBLE | 0 | 0 | 0 | 0 | 0 | 0
RAS-18PKVSG-NZ 7 RAS-18PAVSG-NZ | TOSHIBA | Non Ducted | Single Split System | 4.8 | 5.8 | ELIGIBLE | 13 | 98 | 419.38 | 15 | 141 | 520.2
RAS-22PKVSG-NZ & RAS-22PAVSG-NZ | TOSHIBA | Non Ducted | Single Split System | 6 | 6.9 | ELIGIBLE | 15 | 98 | 464.3 | 18 | 153 | 603.18
RAS-24PKVSG-NZ & RAS-24PAVSG-NZ | TOSHIBA | Non Ducted | Single Split System | 7.1 | 8 | ELIGIBLE | 15 | 81 | 442.2 | 19 | 146 | 616.54
RAV-RM561BTP-E & RAV-GM561ATP-NZ | TOSHIBA | Ducted | Single Split System | 5 | 5.3 | INELIGIBLE | 0 | 0 | 0 | 0 | 0 | 0
RAV-RM801BTP-E & RAV-GM801ATP-NZ | TOSHIBA | Ducted | Single Split System | 6.7 | 7.7 | INELIGIBLE | 0 | 0 | 0 | 0 | 0 | 0
RAV-RM1101BTP-E & RAV-GM1101ATP-NZ | TOSHIBA | Ducted | Single Split System | 9.5 | 11.2 | INELIGIBLE | 0 | 0 | 0 | 0 | 0 | 0
RAV-RM1401BTP-E & RAV-GM1401ATP-NZ | TOSHIBA | Ducted | Single Split System | 11 | 13 | INELIGIBLE | 0 | 0 | 0 | 0 | 0 | 0
RAV-RM561UTP-E & RAV-GM561ATP-NZ | TOSHIBA | Non Ducted | Single Split System | 5 | 5.3 | INELIGIBLE | 0 | 0 | 0 | 0 | 0 | 0
RAV-RM801UTP-E & RAV-GM801ATP-NZ | TOSHIBA | Non Ducted | Single Split System | 6.7 | 7.7 | INELIGIBLE | 0 | 0 | 0 | 0 | 0 | 0
RAV-RM1101UTP-E & RAV-GM1101ATP-NZ | TOSHIBA | Non Ducted | Single Split System | 9.5 | 11.2 | INELIGIBLE | 0 | 0 | 0 | 0 | 0 | 0
RAV-RM1401UTP-E & RAV-GM1401ATP-NZ | TOSHIBA | Non Ducted | Single Split System | 11 | 13 | INELIGIBLE | 0 | 0 | 0 | 0 | 0 | 0
RAV-RM301KRTP-NZ & RAV-GM301ATP-NZ | TOSHIBA | Non Ducted | Single Split System | 2.5 | 3.4 | INELIGIBLE | 0 | 0 | 0 | 0 | 0 | 0
RAV-RM401KRTP-NZ & RAV-GM401ATP-NZ | TOSHIBA | Non Ducted | Single Split System | 3.6 | 4 | INELIGIBLE | 0 | 0 | 0 | 0 | 0 | 0
RAV-RM561KRTP-NZ & RAV-GM561ATP-NZ | TOSHIBA | Non Ducted | Single Split System | 5 | 5.3 | INELIGIBLE | 0 | 0 | 0 | 0 | 0 | 0
RAV-RM801KRTP-NZ & RAV-GM801ATP-NZ | TOSHIBA | Non Ducted | Single Split System | 6.7 | 7.7 | INELIGIBLE | 0 | 0 | 0 | 0 | 0 | 0
RAV-RM401CTP-E & RAV-GM401ATP-NZ | TOSHIBA | Non Ducted | Single Split System | 3.6 | 4 | INELIGIBLE | 0 | 0 | 0 | 0 | 0 | 0
RAV-RM561CTP-E & RAV-GM561ATP-NZ | TOSHIBA | Non Ducted | Single Split System | 5 | 5.3 | INELIGIBLE | 0 | 0 | 0 | 0 | 0 | 0
RAV-RM801CTP-E & RAV-RM801ATP-NZ | TOSHIBA | Non Ducted | Single Split System | 6.7 | 7.7 | INELIGIBLE | 0 | 0 | 0 | 0 | 0 | 0
RAV-SM1101CTP-E & RAV-GM1101ATP-NZ | TOSHIBA | Non Ducted | Single Split System | 9.5 | 11.2 | INELIGIBLE | 0 | 0 | 0 | 0 | 0 | 0
RAV-RM1401CTP-E & RAV-GM1401ATP-NZ | TOSHIBA | Non Ducted | Single Split System | 11 | 13 | INELIGIBLE | 0 | 0 | 0 | 0 | 0 | 0
RAV-RM301MUT-E & RAV-GM301ATP-NZ | TOSHIBA | Non Ducted | Single Split System | 2.5 | 3.4 | INELIGIBLE | 0 | 0 | 0 | 0 | 0 | 0
RAV-RM401MUT-E & RAV-GM401ATP-NZ | TOSHIBA | Non Ducted | Single Split System | 3.6 | 4 | INELIGIBLE | 0 | 0 | 0 | 0 | 0 | 0
RAV-RM561MUT-E & RAV-GM561ATP-NZ | TOSHIBA | Non Ducted | Single Split System | 5 | 5.3 | INELIGIBLE | 0 | 0 | 0 | 0 | 0 | 0
RAV-RM301SDT-E & RAV-GM301ATP-NZ | TOSHIBA | Ducted | Single Split System | 2.5 | 3.4 | INELIGIBLE | 0 | 0 | 0 | 0 | 0 | 0
RAV-RM401SDT-E & RAV-GM401ATP-NZ | TOSHIBA | Ducted | Single Split System | 3.6 | 4 | ELIGIBLE | 8 | 68 | 268.08 | 10 | 105 | 361.1
RAV-RM561SDT-E & RAV-GM561ATP-NZ | TOSHIBA | Ducted | Single Split System | 5 | 5.3 | INELIGIBLE | 0 | 0 | 0 | 0 | 0 | 0
RAV-RM561UTP-E & RAV-GP561ATP-E | TOSHIBA | Non Ducted | Single Split System | 5 | 5.6 | ELIGIBLE | 12 | 98 | 396.92 | 14 | 144 | 501.64
RAV-RM801UTP-E & RAV-GP801AT-E | TOSHIBA | Non Ducted | Single Split System | 7.1 | 8 | ELIGIBLE | 19 | 185 | 667.24 | 23 | 250 | 841.58
RAV-RM1101UTP-E & RAV-GP1101AT-E | TOSHIBA | Non Ducted | Single Split System | 10 | 11.2 | ELIGIBLE | 31 | 324 | 1117.46 | 36 | 427 | 1363.66
RAV-RM1401UTP-E & RAV-GP1401AT-E | TOSHIBA | Non Ducted | Single Split System | 12.5 | 14 | ELIGIBLE | 34 | 258 | 1099.04 | 41 | 386 | 1422.66
RAV-RM561UTP-E x 2 & RAV-GP1101AT-E | TOSHIBA | Non Ducted | Double/Triple Split | 10 | 11.2 | ELIGIBLE | 31 | 324 | 1117.46 | 36 | 427 | 1363.66
RAV-RM801UTP-E x 2 & RAV-GP1401AT-E | TOSHIBA | Non Ducted | Double/Triple Split | 12.5 | 14 | ELIGIBLE | 34 | 258 | 1099.04 | 40 | 386 | 1400.2
RAV-RM561MUT-E & RAV-GP561ATP-E | TOSHIBA | Non Ducted | Single Split System | 5 | 5.6 | INELIGIBLE | 0 | 0 | 0 | 0 | 0 | 0
RAV-RM401MUT-E x 2 & RAV-GP801AT-E | TOSHIBA | Non Ducted | Double/Triple Split | 7.1 | 8 | ELIGIBLE | 18 | 140 | 586.28 | 21 | 205 | 738.16
RAV-RM561MUT-E x 2 & RAV-GP1101AT-E | TOSHIBA | Non Ducted | Double/Triple Split | 10 | 11.2 | ELIGIBLE | 27 | 247 | 927.52 | 32 | 350 | 1173.72
RAV-RM561CTP-E & RAV-GP561ATP-E | TOSHIBA | Non Ducted | Single Split System | 5 | 5.6 | INELIGIBLE | 0 | 0 | 0 | 0 | 0 | 0
RAV-RM801CTP-E & RAV-GP801AT-E | TOSHIBA | Non Ducted | Single Split System | 7.1 | 8 | ELIGIBLE | 19 | 179 | 659.44 | 22 | 244 | 811.32
RAV-RM1101CTP-E & RAV-GP1101AT-E | TOSHIBA | Non Ducted | Single Split System | 10 | 11.2 | ELIGIBLE | 30 | 295 | 1057.3 | 35 | 397 | 1302.2
RAV-RM1401CTP-E & RAV-GP1401AT-E | TOSHIBA | Non Ducted | Single Split System | 12.5 | 14 | INELIGIBLE | 0 | 0 | 0 | 0 | 0 | 0
RAV-RM401CTP-E x 2 & RAV-GP801AT-E | TOSHIBA | Non Ducted | Double/Triple Split | 7.1 | 8 | ELIGIBLE | 19 | 179 | 659.44 | 22 | 244 | 811.32
RAV-RM561CTP-E x 2 & RAV-GP1101AT-E | TOSHIBA | Non Ducted | Double/Triple Split | 10 | 11.2 | ELIGIBLE | 30 | 295 | 1057.3 | 35 | 397 | 1302.2
RAV-RM801CTP-E x 2 & RAV-GP1401AT-E | TOSHIBA | Non Ducted | Double/Triple Split | 12.5 | 14 | INELIGIBLE | 0 | 0 | 0 | 0 | 0 | 0
RAV-RM561BTP-E & RAV-GP561ATP-E | TOSHIBA | Ducted | Single Split System | 5 | 5.6 | INELIGIBLE | 0 | 0 | 0 | 0 | 0 | 0
RAV-RM801BTP-E & RAV-GP801AT-E | TOSHIBA | Ducted | Single Split System | 7.1 | 8 | ELIGIBLE | 20 | 195 | 702.7 | 24 | 268 | 887.44
RAV-RM1101BTP-E & RAV-GP1101AT-E | TOSHIBA | Ducted | Single Split System | 10 | 11.2 | ELIGIBLE | 26 | 244 | 901.16 | 32 | 347 | 1169.82
RAV-RM1401BTP-E & RAV-GP1401AT-E | TOSHIBA | Ducted | Single Split System | 12.5 | 14 | INELIGIBLE | 0 | 0 | 0 | 0 | 0 | 0
RAV-RM561KRTP-NZ & RAV-GP561ATP-E | TOSHIBA | Non Ducted | Single Split System | 5 | 5.6 | INELIGIBLE | 0 | 0 | 0 | 0 | 0 | 0
RAV-RM801KRTP-NZ & RAV-GP801AT-E | TOSHIBA | Non Ducted | Single Split System | 7.1 | 8 | INELIGIBLE | 0 | 0 | 0 | 0 | 0 | 0
RAV-RM561KRTP-NZ x2 & RAV-GP1101AT-E | TOSHIBA | Non Ducted | Double/Triple Split | 10 | 11.2 | ELIGIBLE | 26 | 233 | 886.86 | 31 | 335 | 1131.76
RAV-RM801KRTP-NZ x2 & RAV-GP1401AT-E | TOSHIBA | Non Ducted | Double/Triple Split | 12.5 | 14 | INELIGIBLE | 0 | 0 | 0 | 0 | 0 | 0
RAV-SM407MUT-E & RAV-SM404ATP-A | TOSHIBA | Non Ducted | Single Split System | 3.6 | 4 | INELIGIBLE | 0 | 0 | 0 | 0 | 0 | 0
RAV-RM801KRTP-NZ x2 & RAV-GP1401AT8-E | TOSHIBA | Non Ducted | Double/Triple Split | 12.3 | 14 | INELIGIBLE | 0 | 0 | 0 | 0 | 0 | 0
RAV-RM1401UTP-E & RAV-GP1401AT8-E | TOSHIBA | Non Ducted | Single Split System | 12.5 | 14 | ELIGIBLE | 30 | 181 | 909.1 | 37 | 309 | 1232.72
RAV-RM801KRTP-NZ x2 & RAV-GP1601AT8-E | TOSHIBA | Non Ducted | Double/Triple Split | 14 | 16 | INELIGIBLE | 0 | 0 | 0 | 0 | 0 | 0
RAV-RM1601UTP-E | TOSHIBA | Non Ducted | Single Split System | 14 | 16 | INELIGIBLE | 0 | 0 | 0 | 0 | 0 | 0
RAV-RM801UTP-E x2 & RAV-GP1401AT8-E | TOSHIBA | Non Ducted | Double/Triple Split | 12.5 | 14 | ELIGIBLE | 30 | 181 | 909.1 | 37 | 309 | 1232.72
RAV-RM801UTP-E x2 & RAV-GP1601AT8-E | TOSHIBA | Non Ducted | Double/Triple Split | 14 | 16 | INELIGIBLE | 0 | 0 | 0 | 0 | 0 | 0
RAV-RM1401BTP-E & RAV-GP1401AT8-E | TOSHIBA | Ducted | Single Split System | 12.5 | 14 | INELIGIBLE | 0 | 0 | 0 | 0 | 0 | 0
RAV-RM1601BTP-E & RAV-GP1601AT8-E | TOSHIBA | Ducted | Single Split System | 14 | 16 | INELIGIBLE | 0 | 0 | 0 | 0 | 0 | 0
RAV-RM1401CTP-E & RAV-GP1401AT8-E | TOSHIBA | Non Ducted | Single Split System | 12.5 | 14 | INELIGIBLE | 0 | 0 | 0 | 0 | 0 | 0
RAV-RM1601CTP-E & RAV-GP1601AT8-E | TOSHIBA | Non Ducted | Single Split System | 14 | 16 | INELIGIBLE | 0 | 0 | 0 | 0 | 0 | 0
RAV-RM801CTP-E x2 & RAV-GP1401AT8-E | TOSHIBA | Non Ducted | Double/Triple Split | 12.5 | 14 | INELIGIBLE | 0 | 0 | 0 | 0 | 0 | 0
RAV-RM801CTP-E x2 & RAV-GP1601AT8-E | TOSHIBA | Non Ducted | Double/Triple Split | 14 | 16 | INELIGIBLE | 0 | 0 | 0 | 0 | 0 | 0
RAV-GM1101KRTP-NZ & RAV-GM1101ATP-NZ | TOSHIBA | Non Ducted | Single Split System | 9.5 | 11.2 | INELIGIBLE | 0 | 0 | 0 | 0 | 0 | 0
RAS-10U2AVSG-NZ/RAS-10U2FVG-NZ | TOSHIBA | Non Ducted | Single Split System | 2.5 | 3.2 | INELIGIBLE | 0 | 0 | 0 | 0 | 0 | 0
RAS-13U2AVSG-NZ/RAS-13U2FVG-NZ | TOSHIBA | Non Ducted | Single Split System | 4 | 4.2 | ELIGIBLE | 12 | 42 | 324.12 | 13 | 78 | 393.38
RAS-18U2AVSG-NZ/RAS-18U2FVG-NZ | TOSHIBA | Non Ducted | Single Split System | 5 | 5.8 | INELIGIBLE | 0 | 0 | 0 | 0 | 0 | 0
RAV-GM901ATP-NZ/RAV-GM901CTP-E | TOSHIBA | Non Ducted | Single Split System | 8 | 9 | INELIGIBLE | 0 | 0 | 0 | 0 | 0 | 0
RAV-GM901ATP-NZ/RAV-GM901UTP-E | TOSHIBA | Non Ducted | Single Split System | 8 | 9 | ELIGIBLE | 25 | 78 | 662.9 | 29 | 151 | 847.64
RAV-GM561ATP-NZ/RAV-RM561KRTP-NZ1 | TOSHIBA | Non Ducted | Single Split System | 5 | 5.3 | INELIGIBLE | 0 | 0 | 0 | 0 | 0 | 0
RAV-GM901ATP-NZ/RAV-GM901KRTP-NZ | TOSHIBA | Non Ducted | Single Split System | 6.7 | 8.5 | INELIGIBLE | 0 | 0 | 0 | 0 | 0 | 0
RAV-GM901ATP-NZ/RAV-GM901BTP-E | TOSHIBA | Ducted | Single Split System | 8 | 9 | ELIGIBLE | 25 | 35 | 607 | 29 | 117 | 803.44
RAS-07E2AVG-A/RAS-07E2KVG-A | Toshiba | Non Ducted | Single Split System | 2 | 2.5 | INELIGIBLE | 0 | 0 | 0 | 0 | 0 | 0
RAS-10E2AVG-A/RAS-10E2KVG-A | Toshiba | Non Ducted | Single Split System | 2.5 | 3.2 | INELIGIBLE | 0 | 0 | 0 | 0 | 0 | 0
RAS-13E2AVG-A/RAS-13E2KVG-A | Toshiba | Non Ducted | Single Split System | 3.5 | 4 | INELIGIBLE | 0 | 0 | 0 | 0 | 0 | 0
RAS-16E2AVG-A/RAS-16E2KVG-A | Toshiba | Non Ducted | Single Split System | 4.2 | 5.4 | INELIGIBLE | 0 | 0 | 0 | 0 | 0 | 0
RAS-18E2AVG-A/RAS-18E2KVG-A | Toshiba | Non Ducted | Single Split System | 5 | 5.6 | INELIGIBLE | 0 | 0 | 0 | 0 | 0 | 0
RAS-22E2AVG-A/RAS-22E2KVG-A | Toshiba | Non Ducted | Single Split System | 6 | 6.9 | INELIGIBLE | 0 | 0 | 0 | 0 | 0 | 0
RAS-24E2AVG-A/RAS-24E2KVG-A | Toshiba | Non Ducted | Single Split System | 7.1 | 8 | INELIGIBLE | 0 | 0 | 0 | 0 | 0 | 0
RAS-07E2AVG-A/RAS-07E2KV2G-A | Toshiba | Non Ducted | Single Split System | 2 | 2.5 | INELIGIBLE | 0 | 0 | 0 | 0 | 0 | 0
RAS-10E2AVG-A/RAS-10E2KV2G-A | Toshiba | Non Ducted | Single Split System | 2.5 | 3.2 | INELIGIBLE | 0 | 0 | 0 | 0 | 0 | 0
RAS-13E2AVG-A/RAS-13E2KV2G-A | Toshiba | Non Ducted | Single Split System | 3.5 | 4 | INELIGIBLE | 0 | 0 | 0 | 0 | 0 | 0
RAS-16E2AVG-A/RAS-16E2KV2G-A | Toshiba | Non Ducted | Single Split System | 4.2 | 5.4 | INELIGIBLE | 0 | 0 | 0 | 0 | 0 | 0
RAS-18E2AVG-A/RAS-18E2KV2G-A | Toshiba | Non Ducted | Single Split System | 5 | 5.6 | INELIGIBLE | 0 | 0 | 0 | 0 | 0 | 0
RAS-22E2AVG-A/RAS-22E2KV2G-A | Toshiba | Non Ducted | Single Split System | 6 | 6.9 | INELIGIBLE | 0 | 0 | 0 | 0 | 0 | 0
RAS-24E2AVG-A/RAS-24E2KV2G-A | Toshiba | Non Ducted | Single Split System | 7.1 | 8 | INELIGIBLE | 0 | 0 | 0 | 0 | 0 | 0
RAS-30E2AVG-A/RAS-30E2KVG-A | Toshiba | Non Ducted | Single Split System | 8 | 9 | INELIGIBLE | 0 | 0 | 0 | 0 | 0 | 0
RAS-34E2AVG-A/RAS-34E2KVG-A | Toshiba | Non Ducted | Single Split System | 9 | 10 | INELIGIBLE | 0 | 0 | 0 | 0 | 0 | 0
RAS-36E2AVG-A/RAS-36E2KVG-A | Toshiba | Non Ducted | Single Split System | 10 | 11.5 | INELIGIBLE | 0 | 0 | 0 | 0 | 0 | 0
RAS-07E2AVSG-A/RAS-07E2KVSG-A | Toshiba | Non Ducted | Single Split System | 2 | 2.5 | INELIGIBLE | 0 | 0 | 0 | 0 | 0 | 0
RAS-10E2AVSG-A/RAS-10E2KVSG-A | Toshiba | Non Ducted | Single Split System | 2.5 | 3.2 | INELIGIBLE | 0 | 0 | 0 | 0 | 0 | 0
RAS-13E2AVSG-A/RAS-13E2KVSG-A | Toshiba | Non Ducted | Single Split System | 3.5 | 3.7 | INELIGIBLE | 0 | 0 | 0 | 0 | 0 | 0
RAS-16E2AVSG-A/RAS-16E2KVSG-A | Toshiba | Non Ducted | Single Split System | 4.2 | 5.4 | ELIGIBLE | 14 | 51 | 380.74 | 17 | 89 | 497.52
RAS-18E2AVSG-A/RAS-18E2KVSG-A | Toshiba | Non Ducted | Single Split System | 5 | 5.8 | ELIGIBLE | 17 | 74 | 478.02 | 19 | 120 | 582.74
RAS-22E2AVSG-A/RAS-22E2KVSG-A | Toshiba | Non Ducted | Single Split System | 6 | 6.9 | ELIGIBLE | 19 | 86 | 538.54 | 22 | 141 | 677.42
RAS-24E2AVSG-A/RAS-24E2KVSG-A | Toshiba | Non Ducted | Single Split System | 7.1 | 8 | ELIGIBLE | 22 | 60 | 572.12 | 25 | 125 | 724
RAV-GM2241AT8-A / RAV-RM2241DTP-E1 | Toshiba | Ducted | Single Split System | 20 | 22.4 | INELIGIBLE | 0 | 0 | 0 | 0 | 0 | 0
RAV-GM2801AT8-A/RAV-RM2801DTP-E1 | Toshiba | Ducted | Single Split System | 24 | 27 | INELIGIBLE | 0 | 0 | 0 | 0 | 0 | 0
RAS-13E2AVSG-A/RAS-13E2KVSG-A | TOSHIBA | Non Ducted | Single Split System | 3.5 | 3.7 | INELIGIBLE | 0 | 0 | 0 | 0 | 0 | 0
RAS-30E2AVG-A/RAS-30E2KVG-A | TOSHIBA | Non Ducted | Single Split System | 8 | 9 | INELIGIBLE | 0 | 0 | 0 | 0 | 0 | 0
RAV-GP561ATJP-E/RAV-RM561BTP-E | TOSHIBA | Ducted | Single Split System | 5 | 5.6 | INELIGIBLE | 0 | 0 | 0 | 0 | 0 | 0
RAS-30E2AVG-A / RAS-30E2KVG-A | Toshiba | Non Ducted | Single Split System | 8 | 9 | INELIGIBLE | 0 | 0 | 0 | 0 | 0 | 0
RAS-13E2AVSG-A / RAS-13E2KVSG-A | Toshiba | Non Ducted | Single Split System | 3.5 | 3.7 | INELIGIBLE | 0 | 0 | 0 | 0 | 0 | 0
RAV-GP561ATP-A/RAV-GM561KRTP-A | Toshiba | Non Ducted | Single Split System | 5 | 5.6 | INELIGIBLE | 0 | 0 | 0 | 0 | 0 | 0
RAV-GP801ATP-A/RAV-GM801KRTP-A | Toshiba | Non Ducted | Single Split System | 7.1 | 8 | ELIGIBLE | 21 | 114 | 619.86 | 25 | 178 | 792.9
RAV-GP561ATP-A/RAV-GM561DTP-A | Toshiba | Ducted | Single Split System | 5 | 5.6 | ELIGIBLE | 16 | 77 | 459.46 | 19 | 129 | 594.44
RAV-GP801ATP-A/RAV-GM801DTP-A | Toshiba | Ducted | Single Split System | 7.1 | 8 | INELIGIBLE | 0 | 0 | 0 | 0 | 0 | 0
RAV-GP1101ATP-A/RAV-GM1101DTP-A | Toshiba | Ducted | Single Split System | 10 | 11.2 | INELIGIBLE | 0 | 0 | 0 | 0 | 0 | 0
RAV-GP1101AT8P-A/RAV-GM1101DTP-A | Toshiba | Ducted | Single Split System | 10 | 11.2 | INELIGIBLE | 0 | 0 | 0 | 0 | 0 | 0
RAV-GP1401AT8P-A/RAV-GM1401DTP-A | Toshiba | Ducted | Single Split System | 12.5 | 14 | INELIGIBLE | 0 | 0 | 0 | 0 | 0 | 0
RAV-GP1401ATP-A/RAV-GM1401DTP-A | Toshiba | Ducted | Single Split System | 12.5 | 14 | INELIGIBLE | 0 | 0 | 0 | 0 | 0 | 0
RAV-GP1601AT8P-A/RAV-GM1601DTP-A | Toshiba | Ducted | Single Split System | 14 | 16 | ELIGIBLE | 40 | 84 | 1007.6 | 48 | 228 | 1374.48
RAV-GP1601ATP-A/RAV-GM1601DTP-A | Toshiba | Ducted | Single Split System | 14 | 16 | ELIGIBLE | 40 | 84 | 1007.6 | 48 | 228 | 1374.48
RAV-GP561ATP-A/RAV-GM561BTP-A | Toshiba | Ducted | Single Split System | 5 | 5.6 | ELIGIBLE | 15 | 57 | 411 | 18 | 108 | 544.68
RAV-GP801ATP-A/RAV-GM801BTP-A | Toshiba | Ducted | Single Split System | 7.1 | 8 | ELIGIBLE | 22 | 109 | 635.82 | 26 | 182 | 820.56
RAV-GP1101AT8P-A/RAV-GM1101BTP-A | Toshiba | Ducted | Single Split System | 10 | 11.2 | ELIGIBLE | 33 | 233 | 1044.08 | 38 | 335 | 1288.98
RAV-GP1101ATP-A/RAV-GM1101BTP-A | Toshiba | Ducted | Single Split System | 10 | 11.2 | ELIGIBLE | 32 | 233 | 1021.62 | 38 | 335 | 1288.98
RAV-GP1401AT8P-A/RAV-GM1401BTP-A | Toshiba | Ducted | Single Split System | 12.5 | 14 | INELIGIBLE | 0 | 0 | 0 | 0 | 0 | 0
RAV-GP1401ATP-A/RAV-GM1401BTP-A | Toshiba | Ducted | Single Split System | 12.5 | 14 | INELIGIBLE | 0 | 0 | 0 | 0 | 0 | 0
RAV-GP1601AT8P-A/RAV-GM1601BTP-A | Toshiba | Ducted | Single Split System | 14 | 16 | ELIGIBLE | 42 | 55 | 1014.82 | 49 | 198 | 1357.94
RAV-GP1601ATP-A/RAV-GM1601BTP-A | Toshiba | Ducted | Single Split System | 14 | 16 | ELIGIBLE | 41 | 55 | 992.36 | 49 | 198 | 1357.94
RAV-GP561ATP-A/RAV-GM561UTP-A | Toshiba | Non Ducted | Single Split System | 5 | 5.6 | ELIGIBLE | 17 | 98 | 509.22 | 20 | 144 | 636.4
RAV-GP801ATP-A/RAV-GM801UTP-A | Toshiba | Non Ducted | Single Split System | 7.1 | 8 | ELIGIBLE | 23 | 126 | 680.38 | 26 | 190 | 830.96
RAV-GP1101AT8P-A/RAV-GM1101UTP-A | Toshiba | Non Ducted | Single Split System | 10 | 11.2 | ELIGIBLE | 34 | 268 | 1112.04 | 40 | 371 | 1380.7
RAV-GP1101ATP-A/RAV-GM1101UTP-A | Toshiba | Non Ducted | Single Split System | 10 | 11.2 | ELIGIBLE | 34 | 268 | 1112.04 | 40 | 371 | 1380.7
RAV-GP1401AT8P-A/RAV-GM1401UTP-A | Toshiba | Non Ducted | Single Split System | 12.5 | 14 | ELIGIBLE | 40 | 181 | 1133.7 | 47 | 309 | 1457.32
RAV-GP1401ATP-A/RAV-GM1401UTP-A | Toshiba | Non Ducted | Single Split System | 12.5 | 14 | ELIGIBLE | 40 | 181 | 1133.7 | 47 | 309 | 1457.32
RAV-GP1601AT8P-A/RAV-GM1601UTP-A | Toshiba | Non Ducted | Single Split System | 14 | 16 | ELIGIBLE | 44 | 55 | 1059.74 | 52 | 198 | 1425.32
RAV-GP1601ATP-A/RAV-GM1601UTP-A | Toshiba | Non Ducted | Single Split System | 14 | 16 | ELIGIBLE | 44 | 55 | 1059.74 | 52 | 198 | 1425.32
RAV-GP561ATP-A/RAV-GM561CTP-A | Toshiba | Non Ducted | Single Split System | 5 | 5.6 | INELIGIBLE | 0 | 0 | 0 | 0 | 0 | 0
RAV-GP801ATP-A/RAV-GM801CTP-A | Toshiba | Non Ducted | Single Split System | 7.1 | 8 | ELIGIBLE | 23 | 170 | 737.58 | 26 | 235 | 889.46
RAV-GP1101AT8P-A/RAV-GM1101CTP-A | Toshiba | Non Ducted | Single Split System | 10 | 11.2 | ELIGIBLE | 34 | 241 | 1076.94 | 39 | 344 | 1323.14
RAV-GP1101ATP-A/RAV-GM1101CTP-A | Toshiba | Non Ducted | Single Split System | 10 | 11.2 | ELIGIBLE | 34 | 241 | 1076.94 | 39 | 344 | 1323.14
RAV-GP1401AT8P-A/RAV-GM1401CTP-A | Toshiba | Non Ducted | Single Split System | 12.5 | 14 | ELIGIBLE | 39 | 163 | 1087.84 | 46 | 291 | 1411.46
RAV-GP1401ATP-A/RAV-GM1401CTP-A | Toshiba | Non Ducted | Single Split System | 12.5 | 14 | ELIGIBLE | 39 | 163 | 1087.84 | 46 | 291 | 1411.46
RAV-GP1601AT8P-A/RAV-GM1601CTP-A | Toshiba | Non Ducted | Single Split System | 14 | 16 | ELIGIBLE | 44 | 117 | 1140.34 | 52 | 260 | 1505.92
RAV-GP1601ATP-A/RAV-GM1601CTP-A | Toshiba | Non Ducted | Single Split System | 14 | 16 | ELIGIBLE | 44 | 117 | 1140.34 | 52 | 260 | 1505.92
RAV-GM301ATP-A/RAV-GM301KRTP-A | Toshiba | Non Ducted | Single Split System | 2.5 | 3.4 | INELIGIBLE | 0 | 0 | 0 | 0 | 0 | 0
RAV-GM401ATP-A/RAV-GM401KRTP-A | Toshiba | Non Ducted | Single Split System | 3.6 | 4 | INELIGIBLE | 0 | 0 | 0 | 0 | 0 | 0
RAV-GM561ATP-A/RAV-GM561KRTP-A | Toshiba | Non Ducted | Single Split System | 5 | 5.3 | INELIGIBLE | 0 | 0 | 0 | 0 | 0 | 0
RAV-GM801ATP-A/RAV-GM801KRTP-A | Toshiba | Non Ducted | Single Split System | 7.1 | 8 | INELIGIBLE | 0 | 0 | 0 | 0 | 0 | 0
RAV-GM301ATP-A/RAV-RM301MUT-E | Toshiba | Non Ducted | Single Split System | 2.5 | 3.4 | INELIGIBLE | 0 | 0 | 0 | 0 | 0 | 0
RAV-GM401ATP-A/RAV-RM401MUT-E | Toshiba | Non Ducted | Single Split System | 3.6 | 4 | INELIGIBLE | 0 | 0 | 0 | 0 | 0 | 0
RAV-GM561ATP-A/RAV-RM561MUT-E | Toshiba | Non Ducted | Single Split System | 5 | 5.3 | INELIGIBLE | 0 | 0 | 0 | 0 | 0 | 0
RAV-GM561ATP-A/RAV-GM561UTP-A | Toshiba | Non Ducted | Single Split System | 5 | 5.3 | INELIGIBLE | 0 | 0 | 0 | 0 | 0 | 0
RAV-GM801ATP-A/RAV-GM801UTP-A | Toshiba | Non Ducted | Single Split System | 7.1 | 8 | ELIGIBLE | 21 | 69 | 561.36 | 25 | 134 | 735.7
RAV-GM1101ATP-A/RAV-GM1101UTP-A | Toshiba | Non Ducted | Single Split System | 10 | 11.2 | ELIGIBLE | 32 | 108 | 859.12 | 37 | 210 | 1104.02
RAV-GM1401ATP-A/RAV-GM1401UTP-A | Toshiba | Non Ducted | Single Split System | 12.5 | 14 | ELIGIBLE | 38 | 36 | 900.28 | 45 | 164 | 1223.9
RAV-GM1601AT8P-A/RAV-GM1601UTP-A | Toshiba | Non Ducted | Single Split System | 14 | 16 | ELIGIBLE | 45 | 43 | 1066.6 | 53 | 186 | 1432.18
RAV-GM1601ATP-A/RAV-GM1601UTP-A | Toshiba | Non Ducted | Single Split System | 14 | 16 | ELIGIBLE | 45 | 43 | 1066.6 | 53 | 186 | 1432.18
RAV-GM561ATP-A/RAV-GM561CTP-A | Toshiba | Non Ducted | Single Split System | 5 | 5.3 | INELIGIBLE | 0 | 0 | 0 | 0 | 0 | 0
RAV-GM801ATP-A/RAV-GM801CTP-A | Toshiba | Non Ducted | Single Split System | 7.1 | 8 | INELIGIBLE | 0 | 0 | 0 | 0 | 0 | 0
RAV-GM1101ATP-A/RAV-GM1101CTP-A | Toshiba | Non Ducted | Single Split System | 10 | 11.2 | ELIGIBLE | 32 | 72 | 812.32 | 37 | 175 | 1058.52
RAV-GM1401ATP-A/RAV-GM1401CTP-A | Toshiba | Non Ducted | Single Split System | 12.5 | 14 | ELIGIBLE | 38 | 0 | 853.48 | 45 | 128 | 1177.1
RAV-GM1601AT8P-A/RAV-GM1601CTP-A | Toshiba | Non Ducted | Single Split System | 14 | 16 | ELIGIBLE | 45 | 1 | 1012 | 53 | 145 | 1378.88
RAV-GM1601ATP-A/RAV-GM1601CTP-A | Toshiba | Non Ducted | Single Split System | 14 | 16 | ELIGIBLE | 45 | 1 | 1012 | 53 | 145 | 1378.88
RAV-GM561ATP-A/RAV-GM561DTP-A | Toshiba | Ducted | Single Split System | 5 | 5.3 | INELIGIBLE | 0 | 0 | 0 | 0 | 0 | 0
RAV-GM801ATP-A/RAV-GM801DTP-A | Toshiba | Ducted | Single Split System | 7.1 | 8 | INELIGIBLE | 0 | 0 | 0 | 0 | 0 | 0
RAV-GM1101ATP-A/RAV-GM1101DTP-A | Toshiba | Ducted | Single Split System | 10 | 11.2 | INELIGIBLE | 0 | 0 | 0 | 0 | 0 | 0
RAV-GM1401ATP-A/RAV-GM1401DTP-A | Toshiba | Ducted | Single Split System | 12.5 | 14 | INELIGIBLE | 0 | 0 | 0 | 0 | 0 | 0
RAV-GM1601AT8P-A/RAV-GM1601DTP-A | Toshiba | Ducted | Single Split System | 14 | 16 | INELIGIBLE | 0 | 0 | 0 | 0 | 0 | 0
RAV-GM1601ATP-A/RAV-GM1601DTP-A | Toshiba | Ducted | Single Split System | 14 | 16 | INELIGIBLE | 0 | 0 | 0 | 0 | 0 | 0
RAV-GM561ATP-A/RAV-GM561BTP-A | Toshiba | Ducted | Single Split System | 5 | 5.3 | INELIGIBLE | 0 | 0 | 0 | 0 | 0 | 0
RAV-GM801ATP-A/RAV-GM801BTP-A | Toshiba | Ducted | Single Split System | 7.1 | 8 | INELIGIBLE | 0 | 0 | 0 | 0 | 0 | 0
RAV-GM1101ATP-A/RAV-GM1101BTP-A | Toshiba | Ducted | Single Split System | 10 | 11.2 | ELIGIBLE | 31 | 72 | 789.86 | 36 | 175 | 1036.06
RAV-GM1401ATP-A/RAV-GM1401BTP-A | Toshiba | Ducted | Single Split System | 12.5 | 14 | INELIGIBLE | 0 | 0 | 0 | 0 | 0 | 0
RAV-GM1601ATP-A/RAV-GM1601BTP-A | Toshiba | Ducted | Single Split System | 14 | 16 | ELIGIBLE | 44 | 43 | 1044.14 | 51 | 186 | 1387.26
RAV-GM1601AT8P-A/RAV-GM1601BTP-A | Toshiba | Ducted | Single Split System | 14 | 16 | ELIGIBLE | 44 | 43 | 1044.14 | 51 | 186 | 1387.26
RAV-GM2241AT8-A/RAV-RM2241DTP-E2 | Toshiba | Ducted | Single Split System | 20 | 22.4 | INELIGIBLE | 0 | 0 | 0 | 0 | 0 | 0
RAV-GM2801AT8-A/RAV-RM2801DTP-E2 | Toshiba | Ducted | Single Split System | 24 | 27 | INELIGIBLE | 0 | 0 | 0 | 0 | 0 | 0
RAV-SM2804AT8-A1/RAV-RM2801DTP-E2 | Toshiba | Ducted | Single Split System | 20 | 27 | INELIGIBLE | 0 | 0 | 0 | 0 | 0 | 0
RAS-10E2AVRG-A / RAS-B10E2KVRG-A | Toshiba | Non Ducted | Single Split System | 2.5 | 3.2 | INELIGIBLE | 0 | 0 | 0 | 0 | 0 | 0
RAS-13E2AVRG-A / RAS-B13E2KVRG-A | Toshiba | Non Ducted | Single Split System | 3.5 | 4.2 | INELIGIBLE | 0 | 0 | 0 | 0 | 0 | 0
RAS-16E2AVRG-A / RAS-B16E2KVRG-A | Toshiba | Non Ducted | Single Split System | 4.6 | 5.5 | INELIGIBLE | 0 | 0 | 0 | 0 | 0 | 0
RAS-10U2AVSG-NZ/RAS-10U2FVG-NZ | Toshiba | Non Ducted | Single Split System | 2.5 | 3.2 | INELIGIBLE | 0 | 0 | 0 | 0 | 0 | 0
RAS-13U2AVSG-NZ / RAS-13U2FVG-NZ | Toshiba | Non Ducted | Single Split System | 4 | 4.2 | ELIGIBLE | 12 | 42 | 324.12 | 13 | 78 | 393.38
RAS-18U2AVSG-NZ/RAS-18U2FVG-NZ | Toshiba | Non Ducted | Single Split System | 5 | 5.8 | INELIGIBLE | 0 | 0 | 0 | 0 | 0 | 0
RAV-GM301ATP-A/RAV-HM301MUTP-E | Toshiba | Non Ducted | Single Split System | 2.5 | 3.4 | INELIGIBLE | 0 | 0 | 0 | 0 | 0 | 0
RAV-GM401ATP-A/RAV-HM401MUTP-E | Toshiba | Non Ducted | Single Split System | 3.6 | 4 | INELIGIBLE | 0 | 0 | 0 | 0 | 0 | 0
RAV-GM561ATP-A/RAV-HM561MUTP-E | Toshiba | Non Ducted | Single Split System | 5 | 5.3 | INELIGIBLE | 0 | 0 | 0 | 0 | 0 | 0
RAS-07ZAVSG-A / RAS-07ZKVSG-A | Toshiba | Non Ducted | Single Split System | 2 | 2.5 | INELIGIBLE | 0 | 0 | 0 | 0 | 0 | 0
RAS-10ZAVSG-A / RAS-10ZKVSG-A | Toshiba | Non Ducted | Single Split System | 2.5 | 3.2 | ELIGIBLE | 7 | 33 | 200.12 | 9 | 53 | 271.04
RAS-13ZAVSG-A / RAS-13ZKVSG-A | Toshiba | Non Ducted | Single Split System | 3.5 | 3.7 | ELIGIBLE | 9 | 43 | 258.04 | 11 | 71 | 339.36
RAS-16ZAVSG-A / RAS-16ZKVSG-A | Toshiba | Non Ducted | Single Split System | 4.2 | 5.4 | ELIGIBLE | 15 | 54 | 407.1 | 17 | 92 | 501.42
RAS-18ZAVSG-A / RAS-18ZKVSG-A | Toshiba | Non Ducted | Single Split System | 5 | 5.8 | ELIGIBLE | 17 | 74 | 478.02 | 19 | 120 | 582.74
RAS-22ZAVSG-A / RAS-22ZKVSG-A | Toshiba | Non Ducted | Single Split System | 6 | 6.9 | ELIGIBLE | 20 | 98 | 576.6 | 23 | 153 | 715.48
RAS-24ZAVSG-A / RAS-24ZKVSG-A | Toshiba | Non Ducted | Single Split System | 7.1 | 8 | ELIGIBLE | 22 | 90 | 611.12 | 26 | 155 | 785.46
RAS-18U2AVSG-NZ1/RAS-18U2FVG-NZ1 | Toshiba | Non Ducted | Single Split System | 5 | 5.8 | INELIGIBLE | 0 | 0 | 0 | 0 | 0 | 0
RAV-GM801ATP-A/RAV-GM801DTP-A1 | Toshiba | Ducted | Single Split System | 7.1 | 8 | ELIGIBLE | 22 | 139 | 674.82 | 26 | 212 | 859.56
RAV-GM1101ATP-A/RAV-GM1101DTP-A1 | Toshiba | Ducted | Single Split System | 10 | 11.2 | ELIGIBLE | 31 | 117 | 848.36 | 37 | 219 | 1115.72
RAV-GM1401ATP-A/RAV-GM1401DTP-A1 | Toshiba | Ducted | Single Split System | 12.5 | 14 | INELIGIBLE | 0 | 0 | 0 | 0 | 0 | 0
RAV-GM1601ATP-A/RAV-GM1601DTP-A1 | Toshiba | Ducted | Single Split System | 14 | 16 | ELIGIBLE | 44 | 129 | 1155.94 | 51 | 272 | 1499.06
RAV-GM1601AT8P-A/RAV-GM1601DTP-A1 | Toshiba | Ducted | Single Split System | 14 | 16 | ELIGIBLE | 44 | 129 | 1155.94 | 51 | 272 | 1499.06
RAV-GP801ATP-A/RAV-GM801DTP-A1 | Toshiba | Ducted | Single Split System | 7.1 | 8 | ELIGIBLE | 22 | 152 | 691.72 | 26 | 225 | 876.46
RAV-GP1101AT8P-A/RAV-GM1101DTP-A1 | Toshiba | Ducted | Single Split System | 10 | 11.2 | ELIGIBLE | 31 | 164 | 909.46 | 36 | 267 | 1155.66
RAV-GP1101ATP-A/RAV-GM1101DTP-A1 | Toshiba | Ducted | Single Split System | 10 | 11.2 | ELIGIBLE | 31 | 164 | 909.46 | 36 | 267 | 1155.66
RAV-GP1401AT8P-A/RAV-GM1401DTP-A1 | Toshiba | Ducted | Single Split System | 12.5 | 14 | ELIGIBLE | 38 | 148 | 1045.88 | 45 | 277 | 1370.8
RAV-GP1401ATP-A/RAV-GM1401DTP-A1 | Toshiba | Ducted | Single Split System | 12.5 | 14 | ELIGIBLE | 38 | 148 | 1045.88 | 45 | 277 | 1370.8
RAV-GP1601AT8P-A/RAV-GM1601DTP-A1 | Toshiba | Ducted | Single Split System | 14 | 16 | ELIGIBLE | 43 | 153 | 1164.68 | 50 | 296 | 1507.8
RAV-GP1601ATP-A/RAV-GM1601DTP-A1 | Toshiba | Ducted | Single Split System | 14 | 16 | ELIGIBLE | 42 | 153 | 1142.22 | 50 | 296 | 1507.8
RAS-07B2AVG-A / RAS-07B2KVG-A | Toshiba | Non Ducted | Single Split System | 2 | 2.5 | INELIGIBLE | 0 | 0 | 0 | 0 | 0 | 0
RAS-10B2AVG-A / RAS-10B2KVG-A | Toshiba | Non Ducted | Single Split System | 2.5 | 3.2 | ELIGIBLE | 8 | 39 | 230.38 | 9 | 59 | 278.84
RAS-13B2AVG-A / RAS-13B2KVG -A | Toshiba | Non Ducted | Single Split System | 3.5 | 4 | ELIGIBLE | 10 | 46 | 284.4 | 12 | 74 | 365.72
RAS-16B2AVG-A / RAS-16B2KVG -A | Toshiba | Non Ducted | Single Split System | 4.2 | 5.4 | INELIGIBLE | 0 | 0 | 0 | 0 | 0 | 0
RAS-18B2AVG-A / RAS-18B2KVG-A | Toshiba | Non Ducted | Single Split System | 5 | 5.6 | ELIGIBLE | 16 | 63 | 441.26 | 18 | 108 | 544.68
RAS-22B2AVG-A / RAS-22B2KVG-A | Toshiba | Non Ducted | Single Split System | 6 | 6.9 | INELIGIBLE | 0 | 0 | 0 | 0 | 0 | 0
RAS-24B2AVG-A / RAS-24B2KVG -A | Toshiba | Non Ducted | Single Split System | 7.1 | 8 | ELIGIBLE | 22 | 96 | 618.92 | 25 | 161 | 770.8
RAS-30B2AVG-A / RAS-30B2KVG-A | Toshiba | Non Ducted | Single Split System | 8 | 9 | ELIGIBLE | 25 | 54 | 631.7 | 28 | 127 | 793.98
RAS-34B2AVG-A / RAS-34B2KVG-A | Toshiba | Non Ducted | Single Split System | 9 | 10.3 | ELIGIBLE | 29 | 57 | 725.44 | 34 | 139 | 944.34
RAS-36B2AVG-A / RAS-36B2KVG-A | Toshiba | Non Ducted | Single Split System | 10 | 11.5 | ELIGIBLE | 33 | 37 | 789.28 | 38 | 139 | 1034.18
RAS-24B2AVG-A/RAS-24B2KVG -A | Toshiba | Non Ducted | Single Split System | 7.1 | 8 | ELIGIBLE | 22 | 96 | 618.92 | 25 | 161 | 770.8
RAV-GM561ATP-A1/RAV-GM561BTP-A | Toshiba | Ducted | Single Split System | 5 | 5.3 | INELIGIBLE | 0 | 0 | 0 | 0 | 0 | 0
RAV-GP561ATP-A1/RAV-GM561BTP-A | Toshiba | Ducted | Single Split System | 5 | 5.6 | ELIGIBLE | 16 | 63 | 441.26 | 18 | 114 | 552.48
RAV-GM561ATP-A1/RAV-GM561CTP-A | Toshiba | Non Ducted | Single Split System | 5 | 5.3 | INELIGIBLE | 0 | 0 | 0 | 0 | 0 | 0
RAV-GP561ATP-A1/RAV-GM561CTP-A | Toshiba | Non Ducted | Single Split System | 5 | 5.6 | ELIGIBLE | 16 | 66 | 445.16 | 19 | 111 | 571.04
RAV-GM561ATP-A1/RAV-GM561DTP-A1 | Toshiba | Ducted | Single Split System | 5 | 5.3 | ELIGIBLE | 15 | 69 | 426.6 | 18 | 120 | 560.28
RAV-GP561ATP-A1/RAV-GM561DTP-A1 | Toshiba | Ducted | Single Split System | 5 | 5.6 | ELIGIBLE | 17 | 95 | 505.32 | 20 | 146 | 639
RAV-GM561ATP-A1/RAV-GM561KRTP-A | Toshiba | Non Ducted | Single Split System | 5 | 5.3 | INELIGIBLE | 0 | 0 | 0 | 0 | 0 | 0
RAV-GP561ATP-A1/RAV-GM561KRTP-A | Toshiba | Non Ducted | Single Split System | 5 | 5.6 | ELIGIBLE | 16 | 86 | 471.16 | 18 | 132 | 575.88
RAV-GM561ATP-A1/RAV-GM561UTP-A | Toshiba | Non Ducted | Single Split System | 5 | 5.3 | INELIGIBLE | 0 | 0 | 0 | 0 | 0 | 0
RAV-GP561ATP-A1/RAV-GM561UTP-A | Toshiba | Non Ducted | Single Split System | 5 | 5.6 | ELIGIBLE | 17 | 98 | 509.22 | 19 | 144 | 613.94
RAV-GM561ATP-A1/RAV-HM561MUTP-E | Toshiba | Non Ducted | Single Split System | 5 | 5.3 | INELIGIBLE | 0 | 0 | 0 | 0 | 0 | 0
WWH52HWA | WESTINGHOUSE | Non Ducted | Window Wall | 5.3 | 4.8 | INELIGIBLE | 0 | 0 | 0 | 0 | 0 | 0
WH52 | WESTINGHOUSE | Non Ducted | Window Wall | 5.3 | 4.8 | INELIGIBLE | 0 | 0 | 0 | 0 | 0 | 0
WWH22HWA | WESTINGHOUSE | Non Ducted | Window Wall | 2.2 | 1.9 | INELIGIBLE | 0 | 0 | 0 | 0 | 0 | 0
WWH22CWA | WESTINGHOUSE | Non Ducted | Window Wall | 2.2 | 1.9 | INELIGIBLE | 0 | 0 | 0 | 0 | 0 | 0
WH22 | WESTINGHOUSE | Non Ducted | Window Wall | 2.2 | 1.9 | INELIGIBLE | 0 | 0 | 0 | 0 | 0 | 0
WWH39HWA | WESTINGHOUSE | Non Ducted | Window Wall | 3.9 | 3.6 | INELIGIBLE | 0 | 0 | 0 | 0 | 0 | 0
WH39 | WESTINGHOUSE | Non Ducted | Window Wall | 3.9 | 3.6 | INELIGIBLE | 0 | 0 | 0 | 0 | 0 | 0
WWH27HWA | WESTINGHOUSE | Non Ducted | Window Wall | 2.8 | 2.45 | INELIGIBLE | 0 | 0 | 0 | 0 | 0 | 0
WH27 | WESTINGHOUSE | Non Ducted | Window Wall | 2.8 | 2.45 | INELIGIBLE | 0 | 0 | 0 | 0 | 0 | 0
WWH27CWA | WESTINGHOUSE | Non Ducted | Window Wall | 2.8 | 2.45 | INELIGIBLE | 0 | 0 | 0 | 0 | 0 | 0
WWH60HWA | WESTINGHOUSE | Non Ducted | Window Wall | 6.09 | 5.8 | INELIGIBLE | 0 | 0 | 0 | 0 | 0 | 0
WH60 | WESTINGHOUSE | Non Ducted | Window Wall | 6.09 | 5.8 | INELIGIBLE | 0 | 0 | 0 | 0 | 0 | 0
WSD73HWB-I/WSD73HWA-E | WESTINGHOUSE | Non Ducted | Single Split System | 7.3 | 8.3 | ELIGIBLE | 24 | 88 | 653.44 | 28 | 154 | 829.08
WSD73HWA-E/WSD73HWA-I | WESTINGHOUSE | Non Ducted | Single Split System | 7.3 | 8.3 | ELIGIBLE | 24 | 88 | 653.44 | 28 | 154 | 829.08
HSV247HWAE/HSV247HWAI | WESTINGHOUSE | Non Ducted | Single Split System | 7.3 | 8.3 | ELIGIBLE | 24 | 88 | 653.44 | 28 | 154 | 829.08
WSD73HWA-E/WSD73HWA-I | WESTINGHOUSE | Non Ducted | Single Split System | 7.3 | 8.3 | ELIGIBLE | 24 | 88 | 653.44 | 28 | 154 | 829.08
WSD91HWB-I/WSD91HWA-E | WESTINGHOUSE | Non Ducted | Single Split System | 9.1 | 10.4 | INELIGIBLE | 0 | 0 | 0 | 0 | 0 | 0
HSV307HWAE/HSV307HWAI | WESTINGHOUSE | Non Ducted | Single Split System | 9.1 | 10.4 | INELIGIBLE | 0 | 0 | 0 | 0 | 0 | 0
WSD91HWA-E/WSD91HWA-I | WESTINGHOUSE | Non Ducted | Single Split System | 9.1 | 10.4 | INELIGIBLE | 0 | 0 | 0 | 0 | 0 | 0
WSD51HWA-E/WSD51HWA-I | WESTINGHOUSE | Non Ducted | Single Split System | 5.1 | 6.1 | ELIGIBLE | 19 | 119 | 581.44 | 21 | 166 | 687.46
WSD51HWB-I/WSD51HWA-E | WESTINGHOUSE | Non Ducted | Single Split System | 5.1 | 6.1 | ELIGIBLE | 19 | 119 | 581.44 | 21 | 166 | 687.46
HSV187HWAE/HSV187HWAI | WESTINGHOUSE | Non Ducted | Single Split System | 5.1 | 6.1 | ELIGIBLE | 19 | 119 | 581.44 | 21 | 166 | 687.46
WSD27HWB-I/WSD27HWA-E | WESTINGHOUSE | Non Ducted | Single Split System | 2.65 | 3.45 | ELIGIBLE | 9 | 69 | 291.84 | 10 | 90 | 341.6
HSV097HWAE/HSV097HWAI | WESTINGHOUSE | Non Ducted | Single Split System | 2.65 | 3.45 | ELIGIBLE | 9 | 69 | 291.84 | 10 | 90 | 341.6
WSD27HWA-E/WSD27HWA-I | WESTINGHOUSE | Non Ducted | Single Split System | 2.65 | 3.45 | ELIGIBLE | 9 | 69 | 291.84 | 10 | 90 | 341.6
WSD36HWB-I/WSD36HWA-E | WESTINGHOUSE | Non Ducted | Single Split System | 3.6 | 4.4 | ELIGIBLE | 12 | 73 | 364.42 | 13 | 102 | 424.58
HSV127HWAE/HSV127HWAI | WESTINGHOUSE | Non Ducted | Single Split System | 3.6 | 4.4 | ELIGIBLE | 12 | 73 | 364.42 | 13 | 102 | 424.58
WSD36HWA-E/WSD36HWA-I | WESTINGHOUSE | Non Ducted | Single Split System | 3.6 | 4.4 | ELIGIBLE | 12 | 73 | 364.42 | 13 | 102 | 424.58
Yook 25A1 | Yook | Non Ducted | Single Split System | 2.5 | 2.5 | ELIGIBLE | 5 | 46 | 172.1 | 6 | 66 | 220.56
Yook 50A1 | Yook | Non Ducted | Single Split System | 5.2 | 5.2 | ELIGIBLE | 12 | 123 | 429.42 | 14 | 170 | 535.44
Yook 70A1 | Yook | Non Ducted | Single Split System | 7.03 | 7.03 | ELIGIBLE | 13 | 94 | 414.18 | 17 | 158 | 587.22
Yook 35A1 | Yook | Non Ducted | Single Split System | 3.4 | 3.5 | ELIGIBLE | 7 | 56 | 230.02 | 8 | 83 | 287.58
YHKF09ZEAHHTORX | YORK | Non Ducted | Single Split System | 2.5 | 3 | INELIGIBLE | 0 | 0 | 0 | 0 | 0 | 0

## POSTCODES (hidden)
Postcode | NSW ESS Climate Zone | NSW Postcodes | Table A26: BCA Climate Zones by postcode | Table A24: Regional Network Factors | Table A27: AS/NZS 3823.4 Climate Zone Definition by Post Code | Table A3: Network Loss Factors
2000 | Average | 2000 | 5 | 1 | Average | 1.04
2007 | Average | 2006 | 5 | 1 | Average | 1.04
2008 | Average | 2007 | 5 | 1 | Average | 1.04
2009 | Average | 2008 | 5 | 1 | Average | 1.04
2010 | Average | 2009 | 5 | 1 | Average | 1.04
2011 | Average | 2010 | 5 | 1 | Average | 1.04
2015 | Average | 2011 | 5 | 1 | Average | 1.04
2016 | Average | 2015 | 5 | 1 | Average | 1.04
2017 | Average | 2016 | 5 | 1 | Average | 1.04
2018 | Average | 2017 | 5 | 1 | Average | 1.04
2019 | Average | 2018 | 5 | 1 | Average | 1.04
2020 | Average | 2019 | 5 | 1 | Average | 1.04
2021 | Average | 2020 | 5 | 1 | Average | 1.04
2022 | Average | 2021 | 5 | 1 | Average | 1.04
2023 | Average | 2022 | 5 | 1 | Average | 1.04
2024 | Average | 2023 | 5 | 1 | Average | 1.04
2025 | Average | 2024 | 5 | 1 | Average | 1.04
2026 | Average | 2025 | 5 | 1 | Average | 1.04
2027 | Average | 2026 | 5 | 1 | Average | 1.04
2028 | Average | 2027 | 5 | 1 | Average | 1.04
2029 | Average | 2028 | 5 | 1 | Average | 1.05
2030 | Average | 2029 | 5 | 1 | Average | 1.04
2031 | Average | 2030 | 5 | 1 | Average | 1.05
2032 | Average | 2031 | 5 | 1 | Average | 1.04
2033 | Average | 2032 | 5 | 1 | Average | 1.04
2034 | Average | 2033 | 5 | 1 | Average | 1.04
2035 | Average | 2034 | 5 | 1 | Average | 1.04
2036 | Average | 2035 | 5 | 1 | Average | 1.04
2037 | Average | 2036 | 5 | 1 | Average | 1.04
2038 | Average | 2037 | 5 | 1 | Average | 1.04
2039 | Average | 2038 | 5 | 1 | Average | 1.04
2040 | Average | 2039 | 5 | 1 | Average | 1.04
2041 | Average | 2040 | 5 | 1 | Average | 1.04
2042 | Average | 2041 | 5 | 1 | Average | 1.04
2043 | Average | 2042 | 5 | 1 | Average | 1.04
2044 | Average | 2043 | 5 | 1 | Average | 1.04
2045 | Average | 2044 | 5 | 1 | Average | 1.04
2046 | Average | 2045 | 5 | 1 | Average | 1.04
2047 | Average | 2046 | 5 | 1 | Average | 1.04
2048 | Average | 2047 | 5 | 1 | Average | 1.04
2049 | Average | 2048 | 5 | 1 | Average | 1.04
2050 | Average | 2049 | 5 | 1 | Average | 1.04
2060 | Average | 2050 | 5 | 1 | Average | 1.04
2061 | Average | 2052 | 5 | 1 | Average | 1.04
2062 | Average | 2060 | 5 | 1 | Average | 1.04
2063 | Average | 2061 | 5 | 1 | Average | 1.04
2064 | Average | 2062 | 5 | 1 | Average | 1.04
2065 | Average | 2063 | 5 | 1 | Average | 1.04
2066 | Average | 2064 | 5 | 1 | Average | 1.04
2067 | Average | 2065 | 5 | 1 | Average | 1.04
2068 | Average | 2066 | 5 | 1 | Average | 1.04
2069 | Average | 2067 | 5 | 1 | Average | 1.04
2070 | Average | 2068 | 5 | 1 | Average | 1.04
2071 | Average | 2069 | 5 | 1 | Average | 1.04
2072 | Average | 2070 | 5 | 1 | Average | 1.04
2073 | Average | 2071 | 5 | 1 | Average | 1.04
2074 | Average | 2072 | 5 | 1 | Average | 1.04
2075 | Average | 2073 | 5 | 1 | Average | 1.04
2076 | Average | 2074 | 5 | 1 | Average | 1.04
2077 | Average | 2075 | 5 | 1 | Average | 1.04
2079 | Average | 2076 | 5 | 1 | Average | 1.04
2080 | Average | 2077 | 5 | 1 | Average | 1.04
2081 | Average | 2079 | 5 | 1 | Average | 1.04
2082 | Average | 2080 | 5 | 1 | Average | 1.04
2083 | Average | 2081 | 5 | 1 | Average | 1.04
2084 | Average | 2082 | 5 | 1 | Average | 1.04
2085 | Average | 2083 | 5 | 1 | Average | 1.04
2086 | Average | 2084 | 5 | 1 | Average | 1.04
2087 | Average | 2085 | 5 | 1 | Average | 1.04
2088 | Average | 2086 | 5 | 1 | Average | 1.04
2089 | Average | 2087 | 5 | 1 | Average | 1.04
2090 | Average | 2088 | 5 | 1 | Average | 1.04
2092 | Average | 2089 | 5 | 1 | Average | 1.04
2093 | Average | 2090 | 5 | 1 | Average | 1.04
2094 | Average | 2091 | 5 | 1 | Average | 1.04
2095 | Average | 2092 | 5 | 1 | Average | 1.04
2096 | Average | 2093 | 5 | 1 | Average | 1.04
2097 | Average | 2094 | 5 | 1 | Average | 1.04
2099 | Average | 2095 | 5 | 1 | Average | 1.04
2100 | Average | 2096 | 5 | 1 | Average | 1.04
2101 | Average | 2097 | 5 | 1 | Average | 1.04
2102 | Average | 2099 | 5 | 1 | Average | 1.04
2103 | Average | 2100 | 5 | 1 | Average | 1.04
2104 | Average | 2101 | 5 | 1 | Average | 1.04
2105 | Average | 2102 | 5 | 1 | Average | 1.04
2106 | Average | 2103 | 5 | 1 | Average | 1.04
2107 | Average | 2104 | 5 | 1 | Average | 1.04
2108 | Average | 2105 | 5 | 1 | Average | 1.04
2110 | Average | 2106 | 5 | 1 | Average | 1.04
2111 | Average | 2107 | 5 | 1 | Average | 1.04
2112 | Average | 2108 | 5 | 1 | Average | 1.04
2113 | Average | 2109 | 5 | 1 | Average | 1.04
2114 | Average | 2110 | 5 | 1 | Average | 1.04
2115 | Average | 2111 | 5 | 1 | Average | 1.04
2116 | Average | 2112 | 5 | 1 | Average | 1.04
2117 | Average | 2113 | 5 | 1 | Average | 1.04
2118 | Average | 2114 | 5 | 1 | Average | 1.05
2119 | Average | 2115 | 5 | 1 | Average | 1.05
2120 | Average | 2116 | 5 | 1 | Average | 1.05
2121 | Average | 2117 | 5 | 1 | Average | 1.05
2122 | Average | 2118 | 5 | 1 | Average | 1.05
2125 | Average | 2119 | 5 | 1 | Average | 1.05
2126 | Average | 2120 | 5 | 1 | Average | 1.04
2127 | Average | 2121 | 5 | 1 | Average | 1.05
2128 | Average | 2122 | 5 | 1 | Average | 1.05
2130 | Average | 2123 | 5 | 1 | Average | 1.05
2131 | Average | 2125 | 5 | 1 | Average | 1.05
2132 | Average | 2126 | 5 | 1 | Average | 1.04
2133 | Average | 2127 | 5 | 1 | Average | 1.04
2134 | Average | 2128 | 5 | 1 | Average | 1.05
2135 | Average | 2130 | 5 | 1 | Average | 1.04
2136 | Average | 2131 | 5 | 1 | Average | 1.04
2137 | Average | 2132 | 5 | 1 | Average | 1.04
2138 | Average | 2133 | 5 | 1 | Average | 1.04
2140 | Average | 2134 | 5 | 1 | Average | 1.04
2141 | Average | 2135 | 5 | 1 | Average | 1.04
2142 | Average | 2136 | 5 | 1 | Average | 1.04
2143 | Average | 2137 | 5 | 1 | Average | 1.04
2144 | Average | 2138 | 5 | 1 | Average | 1.04
2145 | Average | 2139 | 5 | 1 | Average | 1.04
2146 | Average | 2140 | 5 | 1 | Average | 1.04
2147 | Average | 2141 | 5 | 1 | Average | 1.05
2148 | Average | 2142 | 5 | 1 | Average | 1.05
2150 | Average | 2143 | 5 | 1 | Average | 1.04
2151 | Average | 2144 | 5 | 1 | Average | 1.05
2152 | Average | 2145 | 6 | 1 | Average | 1.05
2153 | Average | 2146 | 6 | 1 | Average | 1.05
2154 | Average | 2147 | 6 | 1 | Average | 1.05
2155 | Average | 2148 | 6 | 1 | Average | 1.05
2156 | Average | 2150 | 5 | 1 | Average | 1.05
2157 | Average | 2151 | 5 | 1 | Average | 1.05
2158 | Average | 2152 | 5 | 1 | Average | 1.05
2159 | Average | 2153 | 5 | 1 | Average | 1.05
2160 | Average | 2154 | 5 | 1 | Average | 1.04
2161 | Average | 2155 | 6 | 1 | Average | 1.05
2162 | Average | 2156 | 6 | 1 | Average | 1.04
2163 | Average | 2157 | 6 | 1 | Average | 1.04
2164 | Average | 2158 | 6 | 1 | Average | 1.04
2165 | Average | 2159 | 6 | 1 | Average | 1.04
2166 | Average | 2160 | 5 | 1 | Average | 1.05
2167 | Average | 2161 | 5 | 1 | Average | 1.04
2168 | Average | 2162 | 5 | 1 | Average | 1.04
2170 | Average | 2163 | 5 | 1 | Average | 1.04
2171 | Average | 2164 | 6 | 1 | Average | 1.04
2172 | Average | 2165 | 6 | 1 | Average | 1.04
2173 | Average | 2166 | 6 | 1 | Average | 1.05
2174 | Average | 2167 | 6 | 1 | Average | 1.05
2175 | Average | 2168 | 6 | 1 | Average | 1.05
2176 | Average | 2170 | 6 | 1 | Average | 1.05
2177 | Average | 2171 | 6 | 1 | Average | 1.05
2178 | Average | 2172 | 6 | 1 | Average | 1.05
2179 | Average | 2173 | 6 | 1 | Average | 1.05
2190 | Average | 2174 | 6 | 1 | Average | 1.05
2191 | Average | 2175 | 6 | 1 | Average | 1.05
2192 | Average | 2176 | 6 | 1 | Average | 1.05
2193 | Average | 2177 | 6 | 1 | Average | 1.05
2194 | Average | 2178 | 6 | 1 | Average | 1.05
2195 | Average | 2179 | 6 | 1 | Average | 1.05
2196 | Average | 2190 | 5 | 1 | Average | 1.04
2197 | Average | 2191 | 5 | 1 | Average | 1.04
2198 | Average | 2192 | 5 | 1 | Average | 1.04
2199 | Average | 2193 | 5 | 1 | Average | 1.04
2200 | Average | 2194 | 5 | 1 | Average | 1.04
2203 | Average | 2195 | 5 | 1 | Average | 1.04
2204 | Average | 2196 | 5 | 1 | Average | 1.04
2205 | Average | 2197 | 5 | 1 | Average | 1.04
2206 | Average | 2198 | 5 | 1 | Average | 1.04
2207 | Average | 2199 | 5 | 1 | Average | 1.04
2208 | Average | 2200 | 5 | 1 | Average | 1.04
2209 | Average | 2203 | 5 | 1 | Average | 1.04
2210 | Average | 2204 | 5 | 1 | Average | 1.04
2211 | Average | 2205 | 5 | 1 | Average | 1.04
2212 | Average | 2206 | 5 | 1 | Average | 1.04
2213 | Average | 2207 | 5 | 1 | Average | 1.04
2214 | Average | 2208 | 5 | 1 | Average | 1.04
2216 | Average | 2209 | 5 | 1 | Average | 1.04
2217 | Average | 2210 | 5 | 1 | Average | 1.04
2218 | Average | 2211 | 5 | 1 | Average | 1.04
2219 | Average | 2212 | 5 | 1 | Average | 1.04
2220 | Average | 2213 | 5 | 1 | Average | 1.04
2221 | Average | 2214 | 5 | 1 | Average | 1.04
2222 | Average | 2216 | 5 | 1 | Average | 1.04
2223 | Average | 2217 | 5 | 1 | Average | 1.04
2224 | Average | 2218 | 5 | 1 | Average | 1.04
2225 | Average | 2219 | 5 | 1 | Average | 1.04
2226 | Average | 2220 | 5 | 1 | Average | 1.04
2227 | Average | 2221 | 5 | 1 | Average | 1.04
2228 | Average | 2222 | 5 | 1 | Average | 1.04
2229 | Average | 2223 | 5 | 1 | Average | 1.04
2230 | Average | 2224 | 5 | 1 | Average | 1.04
2231 | Average | 2225 | 5 | 1 | Average | 1.04
2232 | Average | 2226 | 5 | 1 | Average | 1.04
2233 | Average | 2227 | 5 | 1 | Average | 1.04
2234 | Average | 2228 | 5 | 1 | Average | 1.04
2250 | Average | 2229 | 5 | 1 | Average | 1.04
2251 | Average | 2230 | 5 | 1 | Average | 1.04
2256 | Average | 2231 | 5 | 1 | Average | 1.04
2257 | Average | 2232 | 5 | 1 | Average | 1.04
2258 | Average | 2233 | 5 | 1 | Average | 1.04
2259 | Average | 2234 | 5 | 1 | Average | 1.04
2260 | Average | 2250 | 5 | 1 | Average | 1.04
2261 | Average | 2251 | 5 | 1 | Average | 1.04
2262 | Average | 2256 | 5 | 1 | Average | 1.04
2263 | Average | 2257 | 5 | 1 | Average | 1.04
2264 | Average | 2258 | 5 | 1 | Average | 1.04
2265 | Average | 2259 | 5 | 1 | Average | 1.04
2267 | Average | 2260 | 5 | 1 | Average | 1.04
2278 | Average | 2261 | 5 | 1 | Average | 1.04
2280 | Average | 2262 | 5 | 1 | Average | 1.04
2281 | Average | 2263 | 5 | 1 | Average | 1.04
2282 | Average | 2264 | 5 | 1 | Average | 1.04
2283 | Average | 2265 | 5 | 1 | Average | 1.04
2284 | Average | 2267 | 5 | 1 | Average | 1.04
2285 | Average | 2278 | 5 | 1 | Average | 1.04
2286 | Average | 2280 | 5 | 1 | Average | 1.04
2287 | Average | 2281 | 5 | 1 | Average | 1.04
2289 | Average | 2282 | 5 | 1 | Average | 1.04
2290 | Average | 2283 | 5 | 1 | Average | 1.04
2291 | Average | 2284 | 5 | 1 | Average | 1.04
2292 | Average | 2285 | 5 | 1 | Average | 1.04
2293 | Average | 2286 | 5 | 1 | Average | 1.04
2294 | Average | 2287 | 5 | 1 | Average | 1.04
2295 | Average | 2289 | 5 | 1 | Average | 1.04
2296 | Average | 2290 | 5 | 1 | Average | 1.04
2297 | Average | 2291 | 5 | 1 | Average | 1.04
2298 | Average | 2292 | 5 | 1 | Average | 1.04
2299 | Average | 2293 | 5 | 1 | Average | 1.04
2300 | Average | 2294 | 5 | 1 | Average | 1.04
2302 | Average | 2295 | 5 | 1 | Average | 1.04
2303 | Average | 2296 | 5 | 1 | Average | 1.04
2304 | Average | 2297 | 5 | 1 | Average | 1.04
2305 | Average | 2298 | 5 | 1 | Average | 1.04
2306 | Average | 2299 | 5 | 1 | Average | 1.04
2307 | Average | 2300 | 5 | 1 | Average | 1.04
2308 | Average | 2302 | 5 | 1 | Average | 1.04
2311 | Average | 2303 | 5 | 1 | Average | 1.04
2312 | Average | 2304 | 5 | 1 | Average | 1.04
2315 | Average | 2305 | 5 | 1 | Average | 1.04
2316 | Average | 2306 | 5 | 1 | Average | 1.04
2317 | Average | 2307 | 5 | 1 | Average | 1.04
2318 | Average | 2308 | 5 | 1 | Average | 1.04
2319 | Average | 2309 | 5 | 1 | Average | 1.04
2320 | Average | 2311 | 5 | 1.03 | Average | 1.05
2321 | Average | 2312 | 2 | 1.03 | Average | 1.05
2322 | Average | 2314 | 5 | 1 | Average | 1.04
2323 | Average | 2315 | 5 | 1 | Average | 1.04
2324 | Average | 2316 | 5 | 1 | Average | 1.04
2325 | Average | 2317 | 5 | 1 | Average | 1.04
2326 | Average | 2318 | 5 | 1 | Average | 1.04
2327 | Average | 2319 | 5 | 1 | Average | 1.04
2328 | Cold | 2320 | 6 | 1 | Average | 1.04
2329 | Cold | 2321 | 5 | 1.03 | Average | 1.04
2330 | Average | 2322 | 6 | 1 | Average | 1.04
2333 | Cold | 2323 | 5 | 1 | Average | 1.04
2334 | Average | 2324 | 2 | 1.03 | Average | 1.04
2335 | Average | 2325 | 6 | 1 | Average | 1.04
2336 | Cold | 2326 | 6 | 1 | Average | 1.04
2337 | Cold | 2327 | 6 | 1 | Average | 1.04
2338 | Cold | 2328 | 7 | 1 | Cold | 1.04
2339 | Cold | 2329 | 7 | 1.03 | Cold | 1.04
2340 | Cold | 2330 | 6 | 1 | Average | 1.05
2341 | Cold | 2331 | 6 | 1 | Average | 1.04
2342 | Cold | 2333 | 7 | 1 | Cold | 1.04
2343 | Cold | 2334 | 6 | 1 | Average | 1.04
2344 | Cold | 2335 | 6 | 1 | Average | 1.04
2345 | Cold | 2336 | 7 | 1 | Cold | 1.04
2346 | Cold | 2337 | 7 | 1 | Cold | 1.05
2347 | Cold | 2338 | 7 | 1.03 | Cold | 1.05
2350 | Cold | 2339 | 7 | 1.03 | Cold | 1.05
2352 | Cold | 2340 | 7 | 1.03 | Cold | 1.05
2353 | Cold | 2341 | 7 | 1.03 | Cold | 1.05
2354 | Cold | 2342 | 4 | 1.03 | Cold | 1.05
2355 | Cold | 2343 | 7 | 1.03 | Cold | 1.05
2356 | Cold | 2344 | 7 | 1.03 | Cold | 1.05
2357 | Cold | 2345 | 7 | 1.03 | Cold | 1.05
2358 | Cold | 2346 | 7 | 1.03 | Cold | 1.05
2359 | Cold | 2347 | 7 | 1.03 | Cold | 1.05
2360 | Cold | 2350 | 7 | 1.03 | Cold | 1.05
2361 | Cold | 2351 | 7 | 1.03 | Cold | 1.05
2365 | Cold | 2352 | 7 | 1.03 | Cold | 1.05
2369 | Cold | 2353 | 7 | 1.03 | Cold | 1.05
2370 | Cold | 2354 | 7 | 1.03 | Cold | 1.05
2371 | Cold | 2355 | 7 | 1.03 | Cold | 1.05
2372 | Cold | 2356 | 4 | 1.03 | Cold | 1.05
2379 | Cold | 2357 | 4 | 1.03 | Cold | 1.05
2380 | Cold | 2358 | 7 | 1.03 | Cold | 1.05
2381 | Cold | 2359 | 4 | 1.03 | Cold | 1.05
2382 | Cold | 2360 | 7 | 1.03 | Cold | 1.05
2386 | Average | 2361 | 7 | 1.03 | Cold | 1.05
2387 | Average | 2365 | 7 | 1.03 | Cold | 1.05
2388 | Average | 2369 | 7 | 1.03 | Cold | 1.05
2390 | Average | 2370 | 7 | 1.03 | Cold | 1.05
2395 | Cold | 2371 | 7 | 1.03 | Cold | 1.05
2396 | Cold | 2372 | 4 | 1.03 | Cold | 1.05
2397 | Average | 2379 | 4 | 1.03 | Cold | 1.05
2398 | Average | 2380 | 7 | 1.03 | Cold | 1.05
2399 | Average | 2381 | 7 | 1.03 | Cold | 1.05
2400 | Average | 2382 | 7 | 1.03 | Cold | 1.05
2401 | Average | 2386 | 4 | 1.03 | Average | 1.05
2402 | Average | 2387 | 4 | 1.03 | Average | 1.05
2403 | Cold | 2388 | 4 | 1.03 | Average | 1.05
2404 | Cold | 2390 | 4 | 1.03 | Average | 1.05
2405 | Average | 2395 | 4 | 1.03 | Cold | 1.05
2406 | Average | 2396 | 4 | 1.03 | Cold | 1.05
2408 | Average | 2397 | 4 | 1.03 | Average | 1.05
2409 | Average | 2398 | 4 | 1.03 | Average | 1.05
2410 | Average | 2399 | 4 | 1.03 | Average | 1.05
2411 | Average | 2400 | 4 | 1.03 | Average | 1.05
2415 | Average | 2401 | 4 | 1.03 | Average | 1.05
2420 | Average | 2402 | 4 | 1.03 | Average | 1.05
2421 | Average | 2403 | 7 | 1.03 | Cold | 1.05
2422 | Average | 2404 | 7 | 1.03 | Cold | 1.05
2423 | Average | 2405 | 3 | 1.03 | Average | 1.05
2424 | Average | 2406 | 4 | 1.03 | Average | 1.05
2425 | Average | 2408 | 4 | 1.03 | Average | 1.05
2426 | Average | 2409 | 4 | 1.03 | Average | 1.05
2427 | Average | 2410 | 4 | 1.03 | Average | 1.05
2428 | Average | 2411 | 4 | 1.03 | Average | 1.05
2429 | Average | 2415 | 6 | 1.03 | Average | 1.05
2430 | Average | 2420 | 6 | 1.03 | Average | 1.05
2431 | Average | 2421 | 6 | 1.03 | Average | 1.05
2439 | Average | 2422 | 6 | 1.03 | Average | 1.05
2440 | Average | 2423 | 2 | 1.03 | Average | 1.05
2441 | Average | 2424 | 6 | 1.03 | Average | 1.05
2443 | Average | 2425 | 6 | 1.03 | Average | 1.05
2444 | Average | 2426 | 5 | 1.03 | Average | 1.05
2445 | Average | 2427 | 5 | 1.03 | Average | 1.05
2446 | Average | 2428 | 5 | 1.03 | Average | 1.05
2447 | Average | 2429 | 5 | 1.03 | Average | 1.05
2448 | Average | 2430 | 5 | 1.03 | Average | 1.05
2449 | Average | 2431 | 2 | 1.03 | Average | 1.05
2450 | Average | 2439 | 5 | 1.03 | Average | 1.05
2452 | Average | 2440 | 2 | 1.03 | Average | 1.05
2453 | Cold | 2441 | 2 | 1.03 | Average | 1.05
2454 | Average | 2443 | 5 | 1.03 | Average | 1.05
2455 | Average | 2444 | 5 | 1.03 | Average | 1.05
2456 | Average | 2445 | 5 | 1.03 | Average | 1.05
2460 | Average | 2446 | 5 | 1.03 | Average | 1.05
2462 | Average | 2447 | 2 | 1.03 | Average | 1.05
2463 | Average | 2448 | 2 | 1.03 | Average | 1.05
2464 | Average | 2449 | 2 | 1.03 | Average | 1.05
2465 | Average | 2450 | 2 | 1.03 | Average | 1.05
2466 | Average | 2452 | 2 | 1.03 | Average | 1.05
2469 | Average | 2453 | 7 | 1.03 | Cold | 1.05
2470 | Average | 2454 | 2 | 1.03 | Average | 1.05
2471 | Average | 2455 | 2 | 1.03 | Average | 1.05
2472 | Average | 2456 | 2 | 1.03 | Average | 1.05
2473 | Average | 2460 | 2 | 1.03 | Average | 1.05
2474 | Average | 2462 | 2 | 1.03 | Average | 1.05
2475 | Cold | 2463 | 2 | 1.03 | Average | 1.05
2476 | Cold | 2464 | 2 | 1.03 | Average | 1.05
2477 | Hot | 2465 | 2 | 1.03 | Average | 1.05
2478 | Hot | 2466 | 2 | 1.03 | Average | 1.05
2479 | Hot | 2469 | 2 | 1.03 | Average | 1.05
2480 | Average | 2470 | 2 | 1.03 | Average | 1.05
2481 | Hot | 2471 | 2 | 1.03 | Average | 1.05
2482 | Hot | 2472 | 2 | 1.03 | Average | 1.05
2483 | Hot | 2473 | 2 | 1.03 | Average | 1.05
2484 | Hot | 2474 | 2 | 1.03 | Average | 1.05
2485 | Hot | 2475 | 2 | 1.03 | Cold | 1.05
2486 | Hot | 2476 | 7 | 1.03 | Cold | 1.05
2487 | Hot | 2477 | 2 | 1.03 | Hot | 1.05
2488 | Hot | 2478 | 2 | 1.03 | Hot | 1.05
2489 | Hot | 2479 | 2 | 1.03 | Hot | 1.05
2490 | Hot | 2480 | 2 | 1.03 | Average | 1.05
2500 | Average | 2481 | 2 | 1.03 | Hot | 1.05
2502 | Average | 2482 | 2 | 1.03 | Hot | 1.05
2505 | Average | 2483 | 2 | 1.03 | Hot | 1.05
2506 | Average | 2484 | 2 | 1.03 | Hot | 1.05
2508 | Average | 2485 | 2 | 1.03 | Hot | 1.05
2515 | Average | 2486 | 2 | 1.03 | Hot | 1.05
2516 | Average | 2487 | 2 | 1.03 | Hot | 1.05
2517 | Average | 2488 | 2 | 1.03 | Hot | 1.05
2518 | Average | 2489 | 2 | 1.03 | Hot | 1.05
2519 | Average | 2490 | 2 | 1.03 | Hot | 1.05
2525 | Average | 2500 | 5 | 1 | Average | 1.05
2526 | Average | 2502 | 5 | 1 | Average | 1.05
2527 | Cold | 2505 | 5 | 1 | Average | 1.05
2528 | Average | 2506 | 5 | 1 | Average | 1.05
2529 | Cold | 2508 | 5 | 1 | Average | 1.05
2530 | Average | 2515 | 5 | 1 | Average | 1.05
2533 | Cold | 2516 | 5 | 1 | Average | 1.05
2534 | Cold | 2517 | 5 | 1 | Average | 1.05
2535 | Cold | 2518 | 5 | 1 | Average | 1.05
2536 | Cold | 2519 | 5 | 1 | Average | 1.05
2537 | Cold | 2522 | 5 | 1 | Average | 1.05
2538 | Cold | 2525 | 5 | 1 | Average | 1.05
2539 | Cold | 2526 | 5 | 1 | Average | 1.05
2540 | Cold | 2527 | 6 | 1 | Cold | 1.05
2541 | Cold | 2528 | 5 | 1 | Average | 1.05
2545 | Cold | 2529 | 6 | 1 | Cold | 1.05
2546 | Cold | 2530 | 5 | 1 | Average | 1.05
2548 | Cold | 2533 | 6 | 1 | Cold | 1.05
2549 | Cold | 2534 | 6 | 1 | Cold | 1.05
2550 | Cold | 2535 | 6 | 1 | Cold | 1.05
2551 | Cold | 2536 | 6 | 1.03 | Cold | 1.05
2555 | Average | 2537 | 6 | 1.03 | Cold | 1.05
2556 | Average | 2538 | 6 | 1 | Cold | 1.05
2557 | Average | 2539 | 6 | 1 | Cold | 1.05
2558 | Average | 2540 | 6 | 1 | Cold | 1.05
2559 | Average | 2541 | 6 | 1 | Cold | 1.05
2560 | Average | 2545 | 6 | 1.03 | Cold | 1.05
2563 | Average | 2546 | 6 | 1.03 | Cold | 1.05
2564 | Average | 2548 | 6 | 1.03 | Cold | 1.05
2565 | Average | 2549 | 6 | 1.03 | Cold | 1.05
2566 | Average | 2550 | 6 | 1.03 | Cold | 1.05
2567 | Average | 2551 | 6 | 1.03 | Cold | 1.05
2568 | Average | 2555 | 6 | 1 | Average | 1.05
2569 | Average | 2556 | 6 | 1 | Average | 1.05
2570 | Average | 2557 | 6 | 1 | Average | 1.05
2571 | Average | 2558 | 6 | 1 | Average | 1.05
2572 | Average | 2559 | 6 | 1 | Average | 1.05
2573 | Average | 2560 | 6 | 1 | Average | 1.05
2574 | Average | 2563 | 6 | 1 | Average | 1.05
2575 | Cold | 2564 | 6 | 1 | Average | 1.05
2576 | Cold | 2565 | 6 | 1 | Average | 1.05
2577 | Cold | 2566 | 6 | 1 | Average | 1.05
2578 | Cold | 2567 | 6 | 1 | Average | 1.05
2579 | Cold | 2568 | 6 | 1 | Average | 1.05
2580 | Cold | 2569 | 6 | 1 | Average | 1.05
2581 | Cold | 2570 | 6 | 1 | Average | 1.05
2582 | Cold | 2571 | 6 | 1 | Average | 1.05
2583 | Cold | 2572 | 6 | 1 | Average | 1.05
2584 | Cold | 2573 | 6 | 1 | Average | 1.05
2585 | Cold | 2574 | 6 | 1 | Average | 1.05
2586 | Cold | 2575 | 7 | 1 | Cold | 1.05
2587 | Cold | 2576 | 6 | 1 | Cold | 1.05
2588 | Cold | 2577 | 7 | 1 | Cold | 1.05
2590 | Cold | 2578 | 7 | 1 | Cold | 1.05
2594 | Cold | 2579 | 7 | 1.03 | Cold | 1.05
2619 | Cold | 2580 | 7 | 1.03 | Cold | 1.05
2620 | Cold | 2581 | 7 | 1.03 | Cold | 1.05
2621 | Cold | 2582 | 7 | 1.03 | Cold | 1.05
2622 | Cold | 2583 | 7 | 1.03 | Cold | 1.05
2623 | Cold | 2584 | 4 | 1.03 | Cold | 1.05
2624 | Cold | 2585 | 4 | 1.03 | Cold | 1.05
2625 | Cold | 2586 | 4 | 1.03 | Cold | 1.05
2626 | Cold | 2587 | 7 | 1.03 | Cold | 1.05
2627 | Cold | 2588 | 4 | 1.03 | Cold | 1.05
2628 | Cold | 2590 | 4 | 1.03 | Cold | 1.05
2629 | Cold | 2594 | 7 | 1.03 | Cold | 1.05
2630 | Cold | 2611 | 7 | 1.03 | Cold | 1.05
2631 | Cold | 2618 | 7 | 1.03 | Cold | 1.05
2632 | Cold | 2619 | 7 | 1.03 | Cold | 1.05
2633 | Cold | 2620 | 7 | 1.03 | Cold | 1.05
2640 | Cold | 2621 | 7 | 1.03 | Cold | 1.05
2641 | Cold | 2622 | 7 | 1.03 | Cold | 1.05
2642 | Cold | 2623 | 7 | 1.03 | Cold | 1.05
2643 | Cold | 2624 | 8 | 1.03 | Cold | 1.05
2644 | Cold | 2625 | 8 | 1.03 | Cold | 1.05
2645 | Cold | 2626 | 7 | 1.03 | Cold | 1.05
2646 | Cold | 2627 | 8 | 1.03 | Cold | 1.05
2647 | Cold | 2628 | 7 | 1.03 | Cold | 1.05
2648 | Average | 2629 | 8 | 1.03 | Cold | 1.05
2649 | Cold | 2630 | 7 | 1.03 | Cold | 1.05
2650 | Cold | 2631 | 7 | 1.03 | Cold | 1.05
2651 | Cold | 2632 | 7 | 1.03 | Cold | 1.05
2652 | Cold | 2633 | 7 | 1.03 | Cold | 1.05
2653 | Cold | 2640 | 4 | 1.03 | Cold | 1.05
2655 | Cold | 2641 | 4 | 1.03 | Cold | 1.05
2656 | Cold | 2642 | 4 | 1.03 | Cold | 1.05
2658 | Cold | 2643 | 4 | 1.03 | Cold | 1.05
2659 | Cold | 2644 | 4 | 1.03 | Cold | 1.05
2660 | Cold | 2645 | 4 | 1.03 | Cold | 1.05
2663 | Cold | 2646 | 4 | 1.03 | Cold | 1.05
2665 | Cold | 2647 | 4 | 1.03 | Cold | 1.05
2666 | Cold | 2648 | 4 | 1.03 | Average | 1.05
2668 | Cold | 2649 | 7 | 1.03 | Cold | 1.05
2669 | Average | 2650 | 4 | 1.03 | Cold | 1.05
2671 | Cold | 2651 | 4 | 1.03 | Cold | 1.05
2672 | Average | 2652 | 4 | 1.03 | Cold | 1.05
2675 | Average | 2653 | 7 | 1.03 | Cold | 1.05
2678 | Average | 2655 | 4 | 1.03 | Cold | 1.05
2680 | Average | 2656 | 4 | 1.03 | Cold | 1.05
2681 | Average | 2658 | 4 | 1.03 | Cold | 1.05
2700 | Average | 2659 | 4 | 1.03 | Cold | 1.05
2701 | Cold | 2660 | 4 | 1.03 | Cold | 1.05
2702 | Cold | 2661 | 4 | 1.03 | Cold | 1.05
2703 | Average | 2663 | 4 | 1.03 | Cold | 1.05
2705 | Average | 2665 | 4 | 1.03 | Cold | 1.05
2706 | Average | 2666 | 4 | 1.03 | Cold | 1.05
2707 | Average | 2668 | 4 | 1.03 | Cold | 1.05
2710 | Average | 2669 | 4 | 1.03 | Average | 1.05
2711 | Average | 2671 | 4 | 1.03 | Cold | 1.05
2712 | Cold | 2672 | 4 | 1.03 | Average | 1.05
2713 | Average | 2675 | 4 | 1.03 | Average | 1.05
2714 | Average | 2678 | 4 | 1.03 | Average | 1.05
2715 | Average | 2680 | 4 | 1.03 | Average | 1.05
2716 | Average | 2681 | 4 | 1.03 | Average | 1.05
2717 | Average | 2700 | 4 | 1.03 | Average | 1.05
2720 | Cold | 2701 | 4 | 1.03 | Cold | 1.05
2721 | Cold | 2702 | 4 | 1.03 | Cold | 1.05
2722 | Cold | 2703 | 4 | 1.03 | Average | 1.05
2725 | Cold | 2705 | 4 | 1.03 | Average | 1.05
2726 | Cold | 2706 | 4 | 1.03 | Average | 1.05
2727 | Cold | 2707 | 4 | 1.03 | Average | 1.05
2729 | Cold | 2710 | 4 | 1.03 | Average | 1.05
2730 | Cold | 2711 | 4 | 1.03 | Average | 1.05
2731 | Average | 2712 | 4 | 1.03 | Cold | 1.05
2732 | Average | 2713 | 4 | 1.03 | Average | 1.05
2733 | Average | 2714 | 4 | 1.03 | Average | 1.05
2734 | Average | 2715 | 4 | 1.03 | Average | 1.05
2735 | Average | 2716 | 4 | 1.03 | Average | 1.05
2736 | Average | 2717 | 4 | 1.03 | Average | 1.05
2737 | Average | 2720 | 7 | 1.03 | Cold | 1.05
2738 | Average | 2721 | 4 | 1.03 | Cold | 1.05
2739 | Average | 2722 | 4 | 1.03 | Cold | 1.05
2745 | Average | 2725 | 4 | 1.03 | Cold | 1.05
2747 | Average | 2726 | 4 | 1.03 | Cold | 1.05
2748 | Average | 2727 | 4 | 1.03 | Cold | 1.05
2749 | Average | 2729 | 4 | 1.03 | Cold | 1.05
2750 | Average | 2730 | 7 | 1.03 | Cold | 1.05
2752 | Average | 2731 | 4 | 1.03 | Average | 1.05
2753 | Average | 2732 | 4 | 1.03 | Average | 1.05
2754 | Average | 2733 | 4 | 1.03 | Average | 1.05
2756 | Average | 2734 | 4 | 1.03 | Average | 1.05
2757 | Average | 2735 | 4 | 1.03 | Average | 1.05
2758 | Average | 2736 | 4 | 1.03 | Average | 1.05
2759 | Average | 2737 | 4 | 1.03 | Average | 1.05
2760 | Average | 2738 | 4 | 1.03 | Average | 1.05
2761 | Average | 2739 | 4 | 1.03 | Average | 1.05
2762 | Average | 2745 | 6 | 1 | Average | 1.05
2763 | Average | 2747 | 6 | 1 | Average | 1.05
2765 | Average | 2748 | 6 | 1 | Average | 1.05
2766 | Average | 2749 | 6 | 1 | Average | 1.05
2767 | Average | 2750 | 6 | 1 | Average | 1.05
2768 | Average | 2752 | 6 | 1 | Average | 1.05
2769 | Average | 2753 | 6 | 1 | Average | 1.05
2770 | Average | 2754 | 6 | 1 | Average | 1.05
2773 | Average | 2756 | 6 | 1 | Average | 1.05
2774 | Average | 2757 | 6 | 1 | Average | 1.05
2775 | Average | 2758 | 6 | 1 | Average | 1.05
2776 | Cold | 2759 | 6 | 1 | Average | 1.05
2777 | Average | 2760 | 6 | 1 | Average | 1.05
2778 | Cold | 2761 | 6 | 1 | Average | 1.05
2779 | Cold | 2762 | 6 | 1 | Average | 1.05
2780 | Cold | 2763 | 6 | 1 | Average | 1.05
2782 | Cold | 2765 | 6 | 1 | Average | 1.05
2783 | Cold | 2766 | 6 | 1 | Average | 1.05
2784 | Cold | 2767 | 6 | 1 | Average | 1.05
2785 | Cold | 2768 | 6 | 1 | Average | 1.05
2786 | Cold | 2769 | 6 | 1 | Average | 1.05
2787 | Cold | 2770 | 6 | 1 | Average | 1.05
2790 | Cold | 2773 | 6 | 1 | Average | 1.05
2791 | Cold | 2774 | 6 | 1 | Average | 1.05
2792 | Cold | 2775 | 6 | 1 | Average | 1.04
2793 | Cold | 2776 | 7 | 1 | Cold | 1.05
2794 | Cold | 2777 | 6 | 1 | Average | 1.05
2795 | Cold | 2778 | 7 | 1 | Cold | 1.05
2797 | Cold | 2779 | 7 | 1 | Cold | 1.05
2798 | Cold | 2780 | 7 | 1 | Cold | 1.05
2799 | Cold | 2782 | 7 | 1 | Cold | 1.05
2800 | Cold | 2783 | 7 | 1 | Cold | 1.05
2803 | Cold | 2784 | 7 | 1 | Cold | 1.05
2804 | Cold | 2785 | 7 | 1 | Cold | 1.05
2805 | Cold | 2786 | 7 | 1 | Cold | 1.05
2806 | Cold | 2787 | 7 | 1.03 | Cold | 1.05
2807 | Cold | 2790 | 7 | 1 | Cold | 1.05
2808 | Cold | 2791 | 7 | 1.03 | Cold | 1.05
2809 | Cold | 2792 | 7 | 1.03 | Cold | 1.05
2810 | Cold | 2793 | 7 | 1.03 | Cold | 1.05
2817 | Average | 2794 | 4 | 1.03 | Cold | 1.05
2818 | Average | 2795 | 7 | 1.03 | Cold | 1.05
2820 | Cold | 2797 | 7 | 1.03 | Cold | 1.05
2821 | Cold | 2798 | 7 | 1.03 | Cold | 1.05
2822 | Average | 2799 | 7 | 1.03 | Cold | 1.05
2823 | Cold | 2800 | 7 | 1.03 | Cold | 1.05
2824 | Cold | 2803 | 7 | 1.03 | Cold | 1.05
2825 | Cold | 2804 | 4 | 1.03 | Cold | 1.05
2826 | Average | 2805 | 4 | 1.03 | Cold | 1.05
2827 | Cold | 2806 | 4 | 1.03 | Cold | 1.05
2828 | Cold | 2807 | 7 | 1.03 | Cold | 1.05
2829 | Cold | 2808 | 4 | 1.03 | Cold | 1.05
2830 | Cold | 2809 | 4 | 1.03 | Cold | 1.05
2831 | Average | 2810 | 4 | 1.03 | Cold | 1.05
2832 | Average | 2817 | 4 | 1.03 | Cold | 1.05
2833 | Average | 2818 | 4 | 1.03 | Cold | 1.05
2834 | Average | 2820 | 4 | 1.03 | Cold | 1.05
2835 | Average | 2821 | 4 | 1.03 | Cold | 1.05
2836 | Average | 2822 | 4 | 1.03 | Cold | 1.05
2838 | Average | 2823 | 4 | 1.03 | Cold | 1.05
2839 | Average | 2824 | 4 | 1.03 | Cold | 1.05
2840 | Average | 2825 | 4 | 1.03 | Cold | 1.05
2842 | Cold | 2826 | 4 | 1.03 | Cold | 1.05
2843 | Cold | 2827 | 4 | 1.03 | Cold | 1.05
2844 | Cold | 2828 | 4 | 1.03 | Cold | 1.05
2845 | Cold | 2829 | 4 | 1.03 | Cold | 1.05
2846 | Cold | 2830 | 4 | 1.03 | Cold | 1.05
2847 | Cold | 2831 | 4 | 1.03 | Average | 1.05
2848 | Cold | 2832 | 4 | 1.03 | Average | 1.05
2849 | Cold | 2833 | 4 | 1.03 | Average | 1.05
2850 | Cold | 2834 | 4 | 1.03 | Average | 1.05
2852 | Cold | 2835 | 4 | 1.03 | Average | 1.05
2864 | Cold | 2836 | 4 | 1.03 | Average | 1.05
2865 | Cold | 2838 | 4 | 1.03 | Average | 1.05
2866 | Cold | 2839 | 4 | 1.03 | Average | 1.05
2867 | Cold | 2840 | 4 | 1.03 | Average | 1.05
2868 | Cold | 2842 | 4 | 1.03 | Cold | 1.05
2869 | Cold | 2843 | 4 | 1.03 | Cold | 1.05
2870 | Cold | 2844 | 4 | 1.03 | Cold | 1.05
2871 | Cold | 2845 | 7 | 1 | Cold | 1.05
2873 | Cold | 2846 | 7 | 1 | Cold | 1.05
2874 | Cold | 2847 | 7 | 1 | Cold | 1.05
2875 | Cold | 2848 | 7 | 1 | Cold | 1.05
2876 | Cold | 2849 | 7 | 1 | Cold | 1.05
2877 | Average | 2850 | 7 | 1.03 | Cold | 1.05
2878 | Average | 2852 | 4 | 1.03 | Cold | 1.05
2879 | Average | 2864 | 4 | 1.03 | Cold | 1.05
2880 | Average | 2865 | 7 | 1.03 | Cold | 1.05
2898 | Average | 2866 | 7 | 1.03 | Cold | 1.05
|  | 2867 | 7 | 1.03 | Cold | 1.05
|  | 2868 | 4 | 1.03 | Cold | 1.05
|  | 2869 | 4 | 1.03 | Cold | 1.05
|  | 2870 | 4 | 1.03 | Cold | 1.05
|  | 2871 | 4 | 1.03 | Cold | 1.05
|  | 2873 | 4 | 1.03 | Cold | 1.05
|  | 2874 | 4 | 1.03 | Cold | 1.05
|  | 2875 | 4 | 1.03 | Cold | 1.05
|  | 2876 | 4 | 1.03 | Cold | 1.05
|  | 2877 | 4 | 1.03 | Average | 1.05
|  | 2878 | 4 | 1.03 | Average | 1.05
|  | 2879 | 4 | 1.03 | Average | 1.05
|  | 2880 | 4 | 1.03 | Average | 1.05
|  | 2890 | 2 | 1 | Average | 1.05
|  | 2898 | 2 | 1 | Average | 1.05
|  | 2899 | 2 | 1 | Average | 1.05
|  | 3644 | 4 | 1.03 | Cold | 1.05
|  | 3691 | 4 | 1.03 | Cold | 1.05
|  | 3707 | 7 | 1.03 | Cold | 1.05
|  | 4375 | 6 | 1.03 | Average | 1.05
|  | 4377 | 6 | 1.03 | Average | 1.05
|  | 4380 | 6 | 1.03 | Average | 1.05
|  | 4383 | 6 | 1.03 | Average | 1.05
|  | 4385 | 4 | 1.03 | Average | 1.05